## Asset_Inventory
Customer Name | Site | Building | VMA_Code | Asset Code | Asset Type | Customer Description | Quantity | Element Value | Property Code | Technical Size Unit | Construction Year | Actual Condition | Required Condition | Size Percentage | Priority | Criticality (REMEX) | PV_Default | Build.Mult
Bank_Nagelmackers | Roeselare | Roeselare | Bank_Nagelmackers-1 | 5.5.12.37 | VRV BUITEN UNIT (7750) | VRV BUITEN UNIT (7750) | 1 | 10 | Power | kW | 2015 | 0 | 9 | 0 | 0 | 0 | No | 1
Bank_Nagelmackers | Roeselare | Roeselare | Bank_Nagelmackers-2 | 5.5.12.49 | BUITEN UNIT MULTISPLIT (7720) | BUITEN UNIT MULTISPLIT (7720) | 1 | 5 | Power | kW | 2015 | 0 | 9 | 0 | 0 | 0 | No | 1
Bank_Nagelmackers | Roeselare | Roeselare | Bank_Nagelmackers-3 | 5.5.12.61 | BINNEN UNIT MULTISPLIT INGEBOUWD (7730) | BINNEN UNIT MULTISPLIT INGEBOUWD (7730) | 4 | 5 | Power | kW | 2015 | 0 | 9 | 0 | 0 | 0 | No | 1
Bank_Nagelmackers | Roeselare | Roeselare | Bank_Nagelmackers-4 | 5.5.12.61 | BINNEN UNIT MULTISPLIT INGEBOUWD (7730) | BINNEN UNIT MULTISPLIT INGEBOUWD (7730) | 1 | 5 | Power | kW | 2015 | 0 | 9 | 0 | 0 | 0 | No | 1
Bank_Nagelmackers | Roeselare | Roeselare | Bank_Nagelmackers-5 | 5.5.12.61 | BINNEN UNIT MULTISPLIT INGEBOUWD (7730) | BINNEN UNIT MULTISPLIT INGEBOUWD (7730) | 1 | 5 | Power | kW | 2015 | 0 | 9 | 0 | 0 | 0 | No | 1
Bank_Nagelmackers | Roeselare | Roeselare | Bank_Nagelmackers-6 | 5.5.12.63 | BIN. UNIT MULTISPL. MET KANALEN IN PLAFOND (7735) | BIN. UNIT MULTISPL. MET KANALEN IN PLAFOND (7735) | 2 | 5 | Power | kW | 2015 | 0 | 9 | 0 | 0 | 0 | No | 1
Bank_Nagelmackers | Roeselare | Roeselare | Bank_Nagelmackers-7 | 5.5.12.62 | BINNEN UNIT MULTISPLIT GEMAKKELIJK (7725) | BINNEN UNIT MULTISPLIT GEMAKKELIJK (7725) | 1 | 5 | Power | kW | 2015 | 0 | 9 | 0 | 0 | 0 | No | 1
Bank_Nagelmackers | Roeselare | Roeselare | Bank_Nagelmackers-8 | 5.7.31.10 | DAKEXTRACTOR (6900/6910) | DAKEXTRACTOR (6900/6910) | 1 | 25000 | Flow rate | m3/h | 2015 | 0 | 9 | 0 | 0 | 0 | No | 1
Bank_Nagelmackers | Roeselare | Roeselare | Bank_Nagelmackers-9 | 5.3.21.00 | INDIVID. ELECTR. BOILER (4410) | INDIVID. ELECTR. BOILER (4410) | 1 | 5 | Volume | L | 2015 | 0 | 9 | 0 | 0 | 0 | No | 1
Bank_Nagelmackers | Roeselare | Roeselare | Bank_Nagelmackers-10 | 2.7.12.00 | Covering Sloping Roof (General insulated) | Covering Sloping Roof (General insulated) | 1 | 350 | Area | m2 | 2015 | 0 | 9 | 0 | 0 | 0 | No | 1
Bank_Nagelmackers | Roeselare | Roeselare | Bank_Nagelmackers-11 | 5.8.21.45 | TELLEROPNAME (9870) | TELLEROPNAME (9870) | 1 | 1 | Number | pcs | 2015 | 0 | 9 | 0 | 0 | 0 | No | 1
Bank_Nagelmackers | Kortrijk | Kortrijk | Bank_Nagelmackers-12 | 5.5.12.37 | VRV BUITEN UNIT (7750) | 7750 VRV BUITEN UNIT kW | 1 | 10 | Power | kW | 2015 | 0 | 9 | 0 | 0 | 0 | No | 1
Bank_Nagelmackers | Kortrijk | Kortrijk | Bank_Nagelmackers-13 | 5.5.12.49 | BUITEN UNIT MULTISPLIT (7720) | 7720 BUITEN UNIT MULTISPLIT kW | 1 | 5 | Power | kW | 2015 | 0 | 9 | 0 | 0 | 0 | No | 1
Bank_Nagelmackers | Kortrijk | Kortrijk | Bank_Nagelmackers-14 | 5.5.12.61 | BINNEN UNIT MULTISPLIT INGEBOUWD (7730) | 7730 BINNEN UNIT MULTISPLIT INGEBOUWD kW | 9 | 5 | Power | kW | 2015 | 0 | 9 | 0 | 0 | 0 | No | 1
Bank_Nagelmackers | Kortrijk | Kortrijk | Bank_Nagelmackers-15 | 5.7.31.10 | DAKEXTRACTOR (6900/6910) | 6500 EG ZONDER MENGING 10000 m3/h | 1 | 9500 | Flow rate | m3/h | 2015 | 3 | 9 | 0 | 0 | 0 | No | 1
Bank_Nagelmackers | Kortrijk | Kortrijk | Bank_Nagelmackers-16 | 5.8.21.45 | TELLEROPNAME (9870) | TELLEROPNAME (9870) | 1 | 1 | Number | pcs | 2015 | 0 | 9 | 0 | 0 | 0 | No | 1
Bank_Nagelmackers | Gent | Gent | Bank_Nagelmackers-17 | 5.5.12.37 | VRV BUITEN UNIT (7750) | 7750 VRV BUITEN UNIT kW | 1 | 10 | Power | kW | 2015 | 0 | 9 | 0 | 0 | 0 | No | 1
Bank_Nagelmackers | Gent | Gent | Bank_Nagelmackers-18 | 5.5.12.49 | BUITEN UNIT MULTISPLIT (7720) | 7720 BUITEN UNIT MULTISPLIT kW | 1 | 5 | Power | kW | 2015 | 0 | 9 | 0 | 0 | 0 | No | 1
Bank_Nagelmackers | Gent | Gent | Bank_Nagelmackers-19 | 5.5.12.61 | BINNEN UNIT MULTISPLIT INGEBOUWD (7730) | 7730 BINNEN UNIT MULTISPLIT INGEBOUWD kW | 4 | 5 | Power | kW | 2015 | 0 | 9 | 0 | 0 | 0 | No | 1
Bank_Nagelmackers | Gent | Gent | Bank_Nagelmackers-20 | 5.5.12.62 | BINNEN UNIT MULTISPLIT GEMAKKELIJK (7725) | 7725 BINNEN UNIT MULTISPLIT GEMAKKELIJK kW | 3 | 5 | Power | kW | 2015 | 0 | 9 | 0 | 0 | 0 | No | 1
Bank_Nagelmackers | Gent | Gent | Bank_Nagelmackers-21 | 5.5.12.62 | BINNEN UNIT MULTISPLIT GEMAKKELIJK (7725) | 7725 BINNEN UNIT MULTISPLIT GEMAKKELIJK kW | 1 | 5 | Power | kW | 2015 | 0 | 9 | 0 | 0 | 0 | No | 1
Bank_Nagelmackers | Gent | Gent | Bank_Nagelmackers-22 | 5.5.12.62 | BINNEN UNIT MULTISPLIT GEMAKKELIJK (7725) | 7725 BINNEN UNIT MULTISPLIT GEMAKKELIJK kW | 1 | 5 | Power | kW | 2015 | 0 | 9 | 0 | 0 | 0 | No | 1
Bank_Nagelmackers | Gent | Gent | Bank_Nagelmackers-23 | 5.7.21.17 | KANAAL EXTRACTOR (6940) | 6940 KANAAL EXTRACTOR m3/h | 2 | 25000 | Flow rate | m3/h | 2015 | 0 | 9 | 0 | 0 | 0 | No | 1
Bank_Nagelmackers | Gent | Gent | Bank_Nagelmackers-24 | 5.3.21.00 | INDIVID. ELECTR. BOILER (4410) | 4410 INDIVID. ELECTR. BOILER 10 litres | 1 | 5 | Volume | L | 2015 | 0 | 9 | 0 | 0 | 0 | No | 1
Bank_Nagelmackers | Gent | Gent | Bank_Nagelmackers-25 | 5.8.21.45 | TELLEROPNAME (9870) | TELLEROPNAME (9870) | 1 | 1 | Number | pcs | 2015 | 0 | 9 | 0 | 0 | 0 | No | 1
Bank_Nagelmackers | Doornik | Nivelles | Bank_Nagelmackers-26 | 5.5.12.37 | VRV BUITEN UNIT (7750) | 7750 VRV BUITEN UNIT kW | 1 | 10 | Power | kW | 2015 | 0 | 9 | 0 | 0 | 0 | No | 1
Bank_Nagelmackers | Doornik | Nivelles | Bank_Nagelmackers-27 | 5.5.12.63 | BIN. UNIT MULTISPL. MET KANALEN IN PLAFOND (7735) | 7735 BIN. UNIT MULTISPL. MET KANALEN IN PLAFOND kW | 1 | 5 | Power | kW | 2015 | 0 | 9 | 0 | 0 | 0 | No | 1
Bank_Nagelmackers | Doornik | Nivelles | Bank_Nagelmackers-28 | 5.5.12.62 | BINNEN UNIT MULTISPLIT GEMAKKELIJK (7725) | 7725 BINNEN UNIT MULTISPLIT GEMAKKELIJK kW | 1 | 5 | Power | kW | 2015 | 0 | 9 | 0 | 0 | 0 | No | 1
Bank_Nagelmackers | Doornik | Nivelles | Bank_Nagelmackers-29 | 5.5.12.62 | BINNEN UNIT MULTISPLIT GEMAKKELIJK (7725) | 7725 BINNEN UNIT MULTISPLIT GEMAKKELIJK kW | 1 | 5 | Power | kW | 2015 | 0 | 9 | 0 | 0 | 0 | No | 1
Bank_Nagelmackers | Doornik | Nivelles | Bank_Nagelmackers-30 | 5.5.12.62 | BINNEN UNIT MULTISPLIT GEMAKKELIJK (7725) | 7725 BINNEN UNIT MULTISPLIT GEMAKKELIJK kW | 1 | 5 | Power | kW | 2015 | 0 | 9 | 0 | 0 | 0 | No | 1
Bank_Nagelmackers | Doornik | Nivelles | Bank_Nagelmackers-31 | 5.5.12.62 | BINNEN UNIT MULTISPLIT GEMAKKELIJK (7725) | 7725 BINNEN UNIT MULTISPLIT GEMAKKELIJK kW | 1 | 5 | Power | kW | 2015 | 0 | 9 | 0 | 0 | 0 | No | 1
Bank_Nagelmackers | Doornik | Nivelles | Bank_Nagelmackers-32 | 5.5.12.62 | BINNEN UNIT MULTISPLIT GEMAKKELIJK (7725) | 7725 BINNEN UNIT MULTISPLIT GEMAKKELIJK kW | 2 | 5 | Power | kW | 2015 | 0 | 9 | 0 | 0 | 0 | No | 1
Bank_Nagelmackers | Doornik | Nivelles | Bank_Nagelmackers-33 | 5.5.12.62 | BINNEN UNIT MULTISPLIT GEMAKKELIJK (7725) | 7725 BINNEN UNIT MULTISPLIT GEMAKKELIJK kW | 1 | 5 | Power | kW | 2015 | 0 | 9 | 0 | 0 | 0 | No | 1
Bank_Nagelmackers | Doornik | Nivelles | Bank_Nagelmackers-34 | 5.5.12.62 | BINNEN UNIT MULTISPLIT GEMAKKELIJK (7725) | 7725 BINNEN UNIT MULTISPLIT GEMAKKELIJK kW | 1 | 5 | Power | kW | 2015 | 0 | 9 | 0 | 0 | 0 | No | 1
Bank_Nagelmackers | Doornik | Nivelles | Bank_Nagelmackers-35 | 5.7.70.80 | Air Treatment Unit Component - Frequency controller fan (pulsation) | 6000 PG 2 BATT. ZONDER BEVOCHTIGER 10000 m3/h | 1 | 9500 | Power | kW | 2015 | 3 | 9 | 0 | 0 | 0 | No | 1
Bank_Nagelmackers | Doornik | Nivelles | Bank_Nagelmackers-36 | 5.3.21.00 | INDIVID. ELECTR. BOILER (4410) | 4410 INDIVID. ELECTR. BOILER 10 litres | 1 | 5 | Volume | L | 2015 | 0 | 9 | 0 | 0 | 0 | No | 1
Bank_Nagelmackers | Doornik | Nivelles | Bank_Nagelmackers-37 | 2.7.12.00 | Covering Sloping Roof (General insulated) | Covering Sloping Roof (General insulated) | 1 | 140 | Area | m2 | 2015 | 0 | 9 | 0 | 0 | 0 | No | 1
Bank_Nagelmackers | Doornik | Nivelles | Bank_Nagelmackers-38 | 5.8.21.45 | TELLEROPNAME (9870) | TELLEROPNAME (9870) | 1 | 1 | Number | pcs | 2015 | 0 | 9 | 0 | 0 | 0 | No | 1

## ALL Codes
Asset_Code | VMA_Code | Asset_Code | Element_Name | Property_Code | Unit
5.1.13.10 | 100 | 5.1.13.10 | Chimney fireplace | Number | pcs
5.1.13.11 | 110 | 5.1.13.11 | pcs | Number | pcs
5.1.12.10 | 120 | 5.1.12.10 | Oil stove | Power | kW
5.1.11.20 | 130 | 5.1.11.20 | Gas convector | Power | kW
5.1.21.06 | 140 | 5.1.21.06 | Gas wall-mounted boiler | Power | kW
5.1.21.08 | 141 | 5.1.21.08 | Gas wall-mounted boiler with hot water preparation | Power | kW
5.1.21.09 | 142 | 5.1.21.09 | Gas wall boiler - by Viessmann | Power | kW
5.1.22.05 | 143 | 5.1.22.05 | Condensing gas wall boiler | Power | kW
5.1.22.10 | 144 | 5.1.22.10 | Oil-fired wall-mounted boiler | Power | kW
5.1.22.11 | 145 | 5.1.22.11 | Oil-fired condensing wall-mounted boiler | Power | kW
5.3.21.08 | 150 | 5.3.21.08 | Gas-fired water heater | Flow rate | l/min
5.3.21.09 | 160 | 5.3.21.09 | Gas-fired water heater | Flow rate | l/min
5.1.21.50 | 170 | 5.1.21.50 | Closed wall-mounted boiler (< 100 kW) | Power | kW
5.1.22.09 | 171 | 5.1.22.09 | Closed wall-mounted boiler with hot water preparation | Power | kW
5.1.22.77 | 172 | 5.1.22.77 | Hot water heat exchanger (domestic hot water) | Number | pcs
5.1.21.51 | 173 | 5.1.21.51 | Closed wall-mounted boiler (>= 100 kW) | Power | kW
5.1.22.16 | 300 | 5.1.22.16 | Oil burner | Power | kW
5.1.22.25 | 301 | 5.1.22.25 | Oilburner (1 step) - by Viessmann | Power | kW
5.1.22.15 | 340 | 5.1.22.15 | Oilburner (2 step) | Power | kW
5.1.22.17 | 365 | 5.1.22.17 | Modular oil burner | Power | kW
5.1.21.25 | 400 | 5.1.21.25 | Gas burner (1 step) | Power | kW
5.1.21.26 | 435 | 5.1.21.26 | Gas burner (2 step) | Power | kW
5.1.22.19 | 465 | 5.1.22.19 | Modular gas burner | Power | kW
5.1.22.21 | 510 | 5.1.22.21 | Gas-oil burner (2 step) | Power | kW
5.1.22.18 | 540 | 5.1.22.18 | Modular gas-oil burner | Power | kW
5.3.23.10 | 601 | 5.3.23.10 | Oil boiler - by Viessmann | Power | kW
5.1.22.50 | 640 | 5.1.22.50 | Oil boiler + chimney | Power | kW
5.1.22.51 | 661 | 5.1.22.51 | Condensing oil boiler - by Viessmann | Power | kW
5.5.12.13 | 669 | 5.5.12.13 | Condensing oil boiler + chimney | Power | kW
5.1.44.02 | 690 | 5.1.44.02 | Boiler tubes | Length | m1
5.1.21.66 | 700 | 5.1.21.66 | Blown-in gas boiler + chimney | Power | kW
5.1.22.55 | 768 | 5.1.22.55 | Condensing blown-in gas boiler + chimney | Power | kW
5.6.32.02 | 825 | 5.6.32.02 | Atmospheric boiler + chimney | Power | kW
5.1.21.10 | 850 | 5.1.21.10 | Mechanical atmospheric boiler + chimney | Power | kW
5.1.11.10 | 950 | 5.1.11.10 | Warm-air generator + chimney | Power | kW
5.1.21.88 | 1120 | 5.1.21.88 | Atmospheric gas hot air generator + chimney | Power | kW
5.1.21.89 | 1420 | 5.1.21.89 | Atmospheric gas hot air generator + chimney | Power | kW
5.6.32.13 | 1500 | 5.6.32.13 | Gas radiant heating panels | Power | kW
6.1.11.16 | 1600 | 6.1.11.16 | Oil tank | Volume | L
5.8.21.11 | 1610 | 5.8.21.11 | Oil meter | Number | pcs
5.1.29.10 | 1620 | 5.1.29.10 | CONTROLE VAN EEN BOVENGRONDSE TANK (1620) | Volume | L
5.1.29.20 | 1700 | 5.1.29.20 | Transfer fuel pump | Number | pcs
5.1.33.95 | 1800 | 5.1.33.95 | Gas steam boiler + chimney LD | Power | kW
5.1.33.90 | 1820 | 5.1.33.90 | Oil steam boiler + chimney | Power | kW
5.6.20.00 | 1840 | 5.6.20.00 | Safety valve LD steam | Power | kW
5.6.21.00 | 1850 | 5.6.21.00 | Safety valve HD steam | Power | kW
5.5.30.09 | 1890 | 5.5.30.09 | Feed pump steam boiler | Power | kW
5.3.11.02 | 1900 | 5.3.11.02 | Water treatment for steam | Power | kW
5.1.33.07 | 1910 | 5.1.33.07 | LD equipment steam boiler | Power | kW
5.1.33.05 | 1920 | 5.1.33.05 | HD equipment steam boiler | Power | kW
5.1.33.50 | 1930 | 5.1.33.50 | Steam heat exchanger | Power | kW
7.4.11.16 | 2000 | 7.4.11.16 | Taps with seals | Number | pcs
7.4.11.19 | 2010 | 7.4.11.19 | Taps without seals | Number | pcs
5.3.20.01 | 2100 | 5.3.20.01 | Static expansion vessel | Volume | L
5.3.20.04 | 2110 | 5.3.20.04 | Dynamic expansion vessel | Volume | L
5.3.11.00 | 2300 | 5.3.11.00 | Filter heating & plumbing | Number | pcs
5.3.20.00 | 2500 | 5.3.20.00 | Circulator | Diameter | mm
5.2.16.10 | 2610 | 5.2.16.10 | Water pump | Flow rate | m3/h
7.4.11.26 | 2630 | 7.4.11.26 | Diffential hoist | Number | pcs
6.5.13.80 | 2700 | 6.5.13.80 | Phosphate injector | Number | pcs
7.6.21.90 | 2800 | 7.6.21.90 | Disconnection tank | Number | pcs
5.6.10.85 | 2810 | 5.6.10.85 | Buffer vessel | Volume | L
7.3.22.70 | 2820 | 7.3.22.70 | Ice Stocking | Number | pcs
5.6.11.00 | 3000 | 5.6.11.00 | Radiator | Power | kW
5.6.12.01 | 3100 | 5.6.12.01 | Static convector | Number | pcs
5.1.53.01 | 3200 | 5.1.53.01 | Electrical convector | Power | kW
5.1.53.05 | 3300 | 5.1.53.05 | Electric convector accumulation | Power | kW
5.1.53.04 | 3400 | 5.1.53.04 | Ventilo convector 2 batteries | Number | pcs
5.1.53.03 | 3405 | 5.1.53.03 | Ventilo convector 1 battery | Number | pcs
5.7.71.40 | 3410 | 5.7.71.40 | Built-in ventilo convector 2 batteries | Number | pcs
5.7.71.41 | 3415 | 5.7.71.41 | Built-in ventilo convector 1 battery | Number | pcs
5.7.71.97 | 3420 | 5.7.71.97 | Appliance in ceiling ductable 2 batteries | Flow rate | m3/h
5.7.71.98 | 3425 | 5.7.71.98 | Appliance in ceiling ductable 1 battery | Flow rate | m3/h
5.7.71.48 | 3450 | 5.7.71.48 | Ventilo convector (subcontractor only) | Number | pcs
5.7.71.45 | 3500 | 5.7.71.45 | Ejecto convector 2 batteries | Power | kW
5.7.71.46 | 3505 | 5.7.71.46 | Ejecto convector 1 battery | Power | kW
5.7.71.47 | 3550 | 5.7.71.47 | Ejecto convector (subcontractor only) | Number | pcs
5.7.72.00 | 3560 | 5.7.72.00 | Emptying condensation bottle | Number | pcs
5.2.32.30 | 3561 | 5.2.32.30 | Condensate pump | Diameter | mm
5.7.61.11 | 3600 | 5.7.61.11 | Air heater | Power | kW
5.1.11.90 | 3610 | 5.1.11.90 | High-efficiency air heater | Power | kW
5.7.61.21 | 3620 | 5.7.61.21 | Hot air curtain | Flow rate | m3/h
5.7.70.62 | 3700 | 5.7.70.62 | Air vent without filter | Number | pcs
5.7.70.63 | 3710 | 5.7.70.63 | Air vent with filter | Number | pcs
5.7.70.65 | 3750 | 5.7.70.65 | Air vent (subcontractor only) | Number | pcs
5.5.12.50 | 3800 | 5.5.12.50 | Air control valve without battery | Flow rate | m3/h
6.1.11.04 | 3820 | 6.1.11.04 | Zone battery | Number | pcs
5.7.71.99 | 3830 | 5.7.71.99 | Electric battery | Power | kW
5.7.61.01 | 3840 | 5.7.61.01 | Static cold ceiling | Number | pcs
5.7.71.50 | 3850 | 5.7.71.50 | Dynamic cooling beams | Number | pcs
5.3.52.02 | 4001 | 5.3.52.02 | Water softener (hour meter) | Flow rate | m3/h
5.3.52.01 | 4011 | 5.3.52.01 | Water softener (volume counter) | Flow rate | m3/h
5.3.52.00 | 4021 | 5.3.52.00 | Water softener (duplex) | Volume | L
5.3.51.20 | 4100 | 5.3.51.20 | Osmoser | Number | pcs
5.3.50.40 | 4200 | 5.3.50.40 | Dosing pump | Number | pcs
5.3.14.99 | 4300 | 5.3.14.99 | Electric hydrophore group | Number | pcs
5.3.14.11 | 4310 | 5.3.14.11 | Diesel hydrophore group | Number | pcs
5.3.21.99 | 4400 | 5.3.21.99 | Boiler | Volume | L
5.3.21.02 | 4405 | 5.3.21.02 | Electric boiler | Flow rate | l/min
5.3.21.00 | 4410 | 5.3.21.00 | Individual electric boiler | Volume | L
5.1.21.19 | 4420 | 5.1.21.19 | Atmospheric gas boiler | Volume | L
5.6.01.02 | 4500 | 5.6.01.02 | Plate heat exchanger (sanitary) | Number | pcs
5.1.30.00 | 4510 | 5.1.30.00 | Tube heat exchanger | Power | kW
5.1.30.10 | 4520 | 5.1.30.10 | Plate heat exchanger (heating) | Power | kW
5.1.33.51 | 4530 | 5.1.33.51 | Steam heat exchanger | Power | kW
5.5.30.80 | 4540 | 5.5.30.80 | Plate heat exchanger (cooling) | Power | kW
5.2.16.11 | 4600 | 5.2.16.11 | Domestic submersible pump | Number | pcs
5.2.16.12 | 4610 | 5.2.16.12 | Industrial submersible pump | Number | pcs
5.2.26.00 | 4615 | 5.2.26.00 | Fecal lifting pump | Number | pcs
9.0.82.05 | 4700 | 9.0.82.05 | Swimmingpool | Volume | m3
5.3.51.10 | 4701 | 5.3.51.10 | Sand filter | Number | pcs
5.4.01.11 | 4800 | 5.4.01.11 | Schell tap | Number | pcs
5.6.20.02 | 4801 | 5.6.20.02 | Thermostatic mixer tap | Number | pcs
5.6.20.05 | 4802 | 5.6.20.05 | Multiple mixer tap | Number | pcs
7.4.11.14 | 4810 | 7.4.11.14 | Lavabo | Number | pcs
7.4.11.00 | 4820 | 7.4.11.00 | Urinal | Number | pcs
7.4.11.01 | 4830 | 7.4.11.01 | Urinal with automatic flush | Number | pcs
7.4.11.12 | 4850 | 7.4.11.12 | Pouring tray | Number | pcs
7.4.11.20 | 4860 | 7.4.11.20 | Shower (indivitual) | Number | pcs
7.4.11.25 | 4861 | 7.4.11.25 | Shower (common) | Number | pcs
6.5.80.00 | 4862 | 6.5.80.00 | Safety shower | Number | pcs
7.4.11.21 | 4870 | 7.4.11.21 | Bath | Number | pcs
7.3.11.91 | 4890 | 7.3.11.91 | Sink | Number | pcs
9.0.52.90 | 4900 | 9.0.52.90 | Flat rate for sewer unblocking | Number | pcs
5.2.21.10 | 4902 | 5.2.21.10 | Sewer unblocking | Diameter | mm
5.2.21.00 | 4910 | 5.2.21.00 | Septic tank emptying | Volume | L
9.0.52.91 | 4911 | 9.0.52.91 | Fixed price for emptying septic tank | Number | pcs
5.2.32.46 | 4912 | 5.2.32.46 | Costs for emptying septic tank | Number | pcs
5.4.21.31 | 4920 | 5.4.21.31 | Emptying oil separator | Number | pcs
9.0.52.92 | 4921 | 9.0.52.92 | Flat-rate emptying of oil separator | Number | pcs
5.2.32.47 | 4922 | 5.2.32.47 | Costs for disposing of oil | Number | pcs
5.2.32.10 | 4930 | 5.2.32.10 | Emptying grease separator | Number | pcs
9.0.52.93 | 4931 | 9.0.52.93 | Flat-rate emptying of oil separator | Number | pcs
5.2.32.45 | 4932 | 5.2.32.45 | Fat removal costs | Number | pcs
9.0.52.99 | 4950 | 9.0.52.99 | Death trap | Volume | m3
5.2.02.03 | 4960 | 5.2.02.03 | Roof collector | Number | pcs
5.2.11.12 | 4970 | 5.2.11.12 | Vertical drainage pipes | Length | m1
6.1.51.12 | 5000 | 6.1.51.12 | Electric board HVAC | Amount | # of Circuits
6.7.14.16 | 5090 | 6.7.14.16 | Individuele koelingsregeling | Number | pcs
6.7.14.15 | 5100 | 6.7.14.15 | Individuele verwarmingsregeling | Number | pcs
5.6.10.71 | 5110 | 5.6.10.71 | Gemotoriseerde kraan 3v | Number | pcs
5.6.10.70 | 5111 | 5.6.10.70 | Gemotoriseerde kraan 2v | Number | pcs
6.1.11.10 | 5200 | 6.1.11.10 | Noodstroomaggregaat | Power | kVA
6.1.41.46 | 5300 | 6.1.41.46 | Hs cabine 3 cellen + transformator + schakeling tijden nu | Number | pcs
6.1.41.47 | 5305 | 6.1.41.47 | Hs cabine 3 cellen + transformator + schakeling tijden nu | Number | pcs
6.1.41.48 | 5310 | 6.1.41.48 | Hs cabine 3 cellen + transformator + schakeling buiten nu | Number | pcs
6.1.41.43 | 5315 | 6.1.41.43 | Hs cabine bijkomende cel tijden nu | Number | pcs
6.1.41.44 | 5320 | 6.1.41.44 | Hs cabine bijkomende cel tijden nu | Number | pcs
6.1.41.45 | 5325 | 6.1.41.45 | Hs cabine bijkomende cel buiten nu | Number | pcs
6.1.41.37 | 5330 | 6.1.41.37 | Hs cabine bijkomende transfo tijden nu | Number | pcs
6.1.41.38 | 5335 | 6.1.41.38 | Hs cabine bijkomende transfo tijden nu | Number | pcs
6.1.41.39 | 5340 | 6.1.41.39 | Hs cabine bijkomende transfo buiten nu | Number | pcs
6.1.41.40 | 5345 | 6.1.41.40 | Hs cabine bijkomende schakeling tijden nu | Number | pcs
6.1.41.41 | 5350 | 6.1.41.41 | Hs cabine bijkomende schakeling tijden nu | Number | pcs
6.1.41.42 | 5355 | 6.1.41.42 | Hs cabine bijkomende schakeling buiten nu | Number | pcs
6.1.41.35 | 5360 | 6.1.41.35 | Hs cabine test schakeling tijden nu | Number | pcs
6.1.41.36 | 5365 | 6.1.41.36 | Hs cabine test schakeling buiten nu | Number | pcs
6.1.51.28 | 5370 | 6.1.51.28 | Alsb and hoofdschakeling tijden nu | Number | pcs
6.1.51.29 | 5375 | 6.1.51.29 | Alsb and hoofdschakeling tijden nu | Number | pcs
6.1.51.30 | 5380 | 6.1.51.30 | Alsb and hoofdschakeling buiten nu | Number | pcs
6.1.41.22 | 5390 | 6.1.41.22 | Thermografie hs and alsb | Number | pcs
6.1.61.49 | 5395 | 6.1.61.49 | Thermografie verdeelbord | Number | pcs
6.2.41.00 | 5400 | 6.2.41.00 | Stopcontacten en schakelaars | Number | pcs
6.1.61.47 | 5420 | 6.1.61.47 | Verdeelbord | Number | pcs
6.1.11.00 | 5440 | 6.1.11.00 | No-break | Power | kVA
6.1.11.51 | 5450 | 6.1.11.51 | Batterijen voor no-break | Number | pcs
6.3.24.00 | 5500 | 6.3.24.00 | Noodverlichting | Number | pcs
6.3.24.01 | 5501 | 6.3.24.01 | Noodverlichting onderaanemers | Number | pcs
6.3.41.00 | 5520 | 6.3.41.00 | Tl 8 | Number | pcs
6.3.41.01 | 5530 | 6.3.41.01 | Tl 5 | Number | pcs
6.3.41.92 | 5540 | 6.3.41.92 | Gloeilamp | Number | pcs
6.3.41.30 | 5560 | 6.3.41.30 | Halogeen | Number | pcs
6.3.44.15 | 5590 | 6.3.44.15 | Spots | Number | pcs
6.3.41.90 | 5600 | 6.3.41.90 | Jodiumlamp | Number | pcs
6.3.41.91 | 5610 | 6.3.41.91 | Hogedruk natriumlamp | Number | pcs
2.7.11.16 | 5650 | 2.7.11.16 | Ballast | Area | m2
6.1.71.03 | 5660 | 6.1.71.03 | Bliksemafleider | Number | pcs
5.1.21.99 | 5700 | 5.1.21.99 | Gascentrale | Number | pcs
6.5.35.06 | 5701 | 6.5.35.06 | pcs | Number | pcs
6.5.35.05 | 5702 | 6.5.35.05 | pcs | Number | pcs
5.1.21.98 | 5720 | 5.1.21.98 | Co-centrale | Number | pcs
6.5.13.35 | 5730 | 6.5.13.35 | Sprinkler | Number | pcs
6.5.13.21 | 5731 | 6.5.13.21 | Sprinklerkop | Number | pcs
6.5.13.22 | 5732 | 6.5.13.22 | Dieselpomp sprinklerinstallatie | Number | pcs
6.5.13.23 | 5733 | 6.5.13.23 | Elektrische pomp sprinklerinstallatie | Number | pcs
6.5.13.24 | 5734 | 6.5.13.24 | Jockey pomp sprinklerinstallatie | Number | pcs
6.5.13.34 | 5735 | 6.5.13.34 | Netwerk sprinklerinstallatie testen van de alarmen | Number | pcs
6.5.13.26 | 5736 | 6.5.13.26 | Netwerk sprinklerinstallatie | Length | m1
6.5.13.10 | 5740 | 6.5.13.10 | Argonblussing | Number | pcs
6.5.11.01 | 5800 | 6.5.11.01 | Brandcentrale nbn s 21-100 | Amount | # of Zones
6.5.11.05 | 5801 | 6.5.11.05 | Aantal branddetectoren | Number | pcs
6.5.11.00 | 5805 | 6.5.11.00 | Brandcentrale | Amount | # of Zones
6.5.21.05 | 5810 | 6.5.21.05 | Kanaaldetector | Number | pcs
6.5.12.90 | 5820 | 6.5.12.90 | Magneet voor branddeur | Number | pcs
5.7.11.10 | 5830 | 5.7.11.10 | Rookkoepel | Number | pcs
6.5.11.19 | 5840 | 6.5.11.19 | Alarmcentrale | Number | pcs
6.5.11.15 | 5850 | 6.5.11.15 | Sirene/klaxon | Number | pcs
6.5.21.03 | 5860 | 6.5.21.03 | Drukknop alarm/alerte | Number | pcs
6.5.13.30 | 5870 | 6.5.13.30 | Brandhaspel | Number | pcs
6.5.12.99 | 5880 | 6.5.12.99 | Blusser stookplaats | Number | pcs
6.5.13.00 | 5890 | 6.5.13.00 | Draagbare schuimblusser | Weight | kg
6.5.13.01 | 5891 | 6.5.13.01 | Draagbare poederblusser | Weight | kg
6.5.13.02 | 5892 | 6.5.13.02 | Draagbare co² blusser | Weight | kg
6.5.13.03 | 5893 | 6.5.13.03 | Mobiele blusser | Weight | kg
6.5.21.00 | 5900 | 6.5.21.00 | Inbraakcentrale | Number | pcs
5.7.71.91 | 6020 | 5.7.71.91 | PG 2 batteries without humidifier | Flow rate | m3/h
5.7.71.92 | 6060 | 5.7.71.92 | PG 2 batteries with humidifier | Flow rate | m3/h
5.7.71.90 | 6090 | 5.7.71.90 | PG 3 batteries without humidifier | Flow rate | m3/h
5.7.71.36 | 6120 | 5.7.71.36 | PG 3 batteries with humidifier | Flow rate | m3/h
5.7.71.93 | 6160 | 5.7.71.93 | PG2 batteries with amazone humidifier | Flow rate | m3/h
5.7.71.94 | 6190 | 5.7.71.94 | PG2 batteries with amazone humidifier | Flow rate | m3/h
5.5.12.40 | 6220 | 5.5.12.40 | PG direct shutter + 1 battery water/electricity | Flow rate | m3/h
5.7.71.95 | 6260 | 5.7.71.95 | PG 1 heating coil + air filter F7 | Flow rate | m3/h
5.7.71.96 | 6310 | 5.7.71.96 | PG 1 cold battery + air filter F7 | Flow rate | m3/h
5.7.70.89 | 6390 | 5.7.70.89 | Humidification with steam injection | Number | pcs
5.7.70.10 | 6400 | 5.7.70.10 | Steam humidifier | Amount | # of devices
5.7.70.13 | 6425 | 5.7.70.13 | Inox steam humidifier + resistors | Volume | L
5.8.11.20 | 6430 | 5.8.11.20 | Frequency inverter | Power | kW
5.7.70.40 | 6440 | 5.7.70.40 | Uv sterilizer | Number | pcs
5.7.70.90 | 6450 | 5.7.70.90 | Motorized fire damper | Number | pcs
5.7.70.99 | 6460 | 5.7.70.99 | Fire damper with fuse | Number | pcs
5.7.71.80 | 6510 | 5.7.71.80 | EG without mixing | Flow rate | m3/h
5.7.71.85 | 6550 | 5.7.71.85 | EG with mixing | Flow rate | m3/h
5.7.71.84 | 6590 | 5.7.71.84 | EG with blending and air filters | Flow rate | m3/h
5.7.71.83 | 6630 | 5.7.71.83 | EG with mixing and heat recovery | Flow rate | m3/h
5.7.71.82 | 6670 | 5.7.71.82 | EG with mixing, heat recovery and filters | Flow rate | m3/h
5.7.31.01 | 6710 | 5.7.31.01 | Smoke exaction unit | Flow rate | m3/h
5.7.31.10 | 6900 | 5.7.31.10 | Dak extractor | Flow rate | m3/h
5.7.21.10 | 6920 | 5.7.21.10 | Axial extractor | Flow rate | m3/h
5.7.21.17 | 6940 | 5.7.21.17 | Duct extractor | Flow rate | m3/h
5.7.21.00 | 6949 | 5.7.21.00 | Window extractor | Number | pcs
5.7.21.00 | 6950 | 5.7.21.00 | Window extractor | Number | pcs
5.5.21.84 | 7000 | 5.5.21.84 | Chiller with scroll compressor 1 | Power | kW
5.5.21.83 | 7010 | 5.5.21.83 | Chiller with scroll compressor 2 | Power | kW
5.5.21.82 | 7020 | 5.5.21.82 | Chiller with scroll compressor 3 | Power | kW
5.5.21.81 | 7030 | 5.5.21.81 | Chiller with scroll compressor 4 | Power | kW
5.5.21.80 | 7035 | 5.5.21.80 | Chiller with scroll compressor 6 | Power | kW
5.5.21.75 | 7040 | 5.5.21.75 | Chiller with piston compressor 1 | Power | kW
5.5.21.74 | 7050 | 5.5.21.74 | Chiller with piston compressor 2 | Power | kW
5.5.21.73 | 7060 | 5.5.21.73 | Chiller with piston compressor 3 | Power | kW
5.5.21.72 | 7070 | 5.5.21.72 | Chiller with piston compressor 4 | Power | kW
5.5.21.71 | 7080 | 5.5.21.71 | Chiller with piston compressor 5 | Power | kW
5.5.21.70 | 7090 | 5.5.21.70 | Chiller with piston compressor 6 | Power | kW
5.5.21.90 | 7100 | 5.5.21.90 | Chiller with screw compressor 1x | Power | kW
5.5.21.88 | 7110 | 5.5.21.88 | Chiller with screw compressor 2x | Power | kW
5.5.21.91 | 7120 | 5.5.21.91 | Chiller with screw compressor 1x | Power | kW
5.5.21.97 | 7130 | 5.5.21.97 | Chiller with screw compressor 2x | Power | kW
5.5.21.92 | 7140 | 5.5.21.92 | Chiller with screw compressor 1x | Power | kW
5.5.21.93 | 7150 | 5.5.21.93 | Chiller with screw compressor 1x | Power | kW
5.5.21.87 | 7160 | 5.5.21.87 | Chiller with screw compressor 3x | Power | kW
5.5.21.86 | 7170 | 5.5.21.86 | Chiller with screw compressor 4x | Power | kW
5.5.21.77 | 7180 | 5.5.21.77 | Chiller with centrifugal compressor | Power | kW
5.5.21.21 | 7210 | 5.5.21.21 | Open water condenser | Power | kW
5.5.21.20 | 7250 | 5.5.21.20 | Closed water condenser | Power | kW
5.4.21.13 | 7330 | 5.4.21.13 | Air condenser/ dry cooler | Power | kW
5.5.21.11 | 7410 | 5.5.21.11 | Closed cooling tower | Power | kW
5.5.21.10 | 7460 | 5.5.21.10 | Open cooling tower | Power | kW
5.7.70.94 | 7500 | 5.7.70.94 | Roof-top(18-62kw)+heated battery water/electricity | Flow rate | m3/h
5.7.70.92 | 7510 | 5.7.70.92 | Roof-top(65-150kw)+heated battery water/electricity | Flow rate | m3/h
5.7.70.95 | 7520 | 5.7.70.95 | Roof-top(18-62kw)+ built-in gas boiler | Flow rate | m3/h
5.7.70.93 | 7530 | 5.7.70.93 | Roof-top(65-150kw)+ built-in gas boiler | Flow rate | m3/h
5.7.70.91 | 7540 | 5.7.70.91 | Root-top(8-15 kw) reversible + electric battery | Flow rate | m3/h
5.4.21.52 | 7620 | 5.4.21.52 | Climatic box direct pressure release without condenser without humidifier | Power | kW
5.4.21.53 | 7670 | 5.4.21.53 | Climatic chamber direct release without condenser with humidifier | Power | kW
5.5.11.00 | 7690 | 5.5.11.00 | Window unit | Power | kW
5.5.12.47 | 7700 | 5.5.12.47 | Split unit easy | Power | kW
5.5.12.39 | 7705 | 5.5.12.39 | Split unit build-in | Power | kW
5.5.12.46 | 7710 | 5.5.12.46 | Split unit with ducts in ceiling | Power | kW
5.5.12.49 | 7720 | 5.5.12.49 | Outdoor unit split | Power | kW
5.5.12.62 | 7725 | 5.5.12.62 | Inside unit multi split easy | Power | kW
5.5.12.61 | 7730 | 5.5.12.61 | Inside unit multi split | Power | kW
5.5.12.63 | 7735 | 5.5.12.63 | Bin. Unit multisplit. With ducts in ceiling | Power | kW
5.5.12.52 | 7740 | 5.5.12.52 | Outdoor unit for pg with dir. Relaxation | Power | kW
5.5.12.37 | 7750 | 5.5.12.37 | Outdoor unit | Power | kW
5.5.12.41 | 7755 | 5.5.12.41 | Vrv inside unit easy | Power | kW
5.5.12.38 | 7760 | 5.5.12.38 | Vrv indoor unit built in | Power | kW
5.5.12.42 | 7765 | 5.5.12.42 | Vrv bin. Unit with ducts in ceiling | Power | kW
5.4.21.50 | 7790 | 5.4.21.50 | Climate cabinet with ice water without humidifier | Power | kW
5.4.21.51 | 7820 | 5.4.21.51 | Climate cabinet with ice water with humidifier | Power | kW
5.5.12.48 | 7830 | 5.5.12.48 | Mobile air conditioner / dehumidifier | Power | kW
5.5.13.90 | 7840 | 5.5.13.90 | Individual heat pump on circuit < 6 kw | Power | kW
5.5.12.12 | 7845 | 5.5.12.12 | Semiindustrial heat pump on circuit 6<25 kw | Power | kW
5.5.12.21 | 7850 | 5.5.12.21 | Industrial heat pump on circuit 25<50 kw | Power | kW
5.5.13.56 | 7855 | 5.5.13.56 | Central domestic heat pump | Power | kW
7.3.12.51 | 7900 | 7.3.12.51 | Positive cooling chamber | Power | kW
7.3.12.57 | 7905 | 7.3.12.57 | Negative cooling chamber | Power | kW
7.3.12.52 | 7910 | 7.3.12.52 | Positive cooling chamber | Power | kW
7.3.12.00 | 7920 | 7.3.12.00 | Kitchen extractor hood | Number | pcs
6.5.13.92 | 7921 | 6.5.13.92 | Extractor hood horizontal duct | Number | pcs
6.5.13.91 | 7922 | 6.5.13.91 | Extractor hood vertical duct | Number | pcs
5.7.21.90 | 7932 | 5.7.21.90 | Extractor for cooker hood | Flow rate | m3/h
5.7.21.16 | 7940 | 5.7.21.16 | Extractor for cooker hood | Number | pcs
7.3.12.31 | 7950 | 7.3.12.31 | Domestic refrigerator | Number | pcs
7.3.12.30 | 7960 | 7.3.12.30 | Freezer | Number | pcs
7.3.22.33 | 7970 | 7.3.22.33 | Ice machine | Number | pcs
7.3.33.01 | 7980 | 7.3.33.01 | Wine Cooler | Number | pcs
7.3.11.90 | 7990 | 7.3.11.90 | Kitchen appliances | Number | pcs
5.4.21.01 | 8010 | 5.4.21.01 | Air Compressor | Volume | L
5.4.21.12 | 8100 | 5.4.21.12 | Air dryer and oil separator | Volume | L
3.1.31.40 | 8610 | 3.1.31.40 | Manual door with electric control | Area | m2
9.0.65.11 | 8620 | 9.0.65.11 | Motorised barrier | Number | pcs
3.2.31.40 | 8630 | 3.2.31.40 | Motorised door | Area | m2
5.7.11.15 | 8650 | 5.7.11.15 | Automatic sliding hatch | Number | pcs
3.1.32.10 | 8660 | 3.1.32.10 | Motorised sliding door | Area | m2
3.2.31.10 | 8670 | 3.2.31.10 | Motorised swing door | Area | m2
6.4.11.12 | 8690 | 6.4.11.12 | Signalisatie parking | Number | pcs
6.5.22.00 | 8700 | 6.5.22.00 | Toegangscontrole | Number | pcs
6.5.22.20 | 8710 | 6.5.22.20 | Videofonie | Number | pcs
6.5.21.20 | 8720 | 6.5.21.20 | Cctv | Number | pcs
6.5.21.25 | 8725 | 6.5.21.25 | Security camera | Number | pcs
6.5.22.10 | 8730 | 6.5.22.10 | Parlofony | Number | pcs
6.5.12.41 | 8740 | 6.5.12.41 | Door opener | Number | pcs
6.5.22.01 | 8750 | 6.5.22.01 | Bath reader | Number | pcs
6.5.22.11 | 8800 | 6.5.22.11 | Interphony | Number | pcs
6.4.24.07 | 8810 | 6.4.24.07 | Sound system | Number | pcs
5.7.71.57 | 9000 | 5.7.71.57 | Cleaning of technical rooms | Number | pcs
5.3.20.07 | 9020 | 5.3.20.07 | Hvac pipes | Length | m1
5.5.30.92 | 9025 | 5.5.30.92 | Tracing | Length | m1
5.3.01.04 | 9030 | 5.3.01.04 | Insulation | Length | m1
5.3.20.05 | 9040 | 5.3.20.05 | m1 | Length | m1
5.7.70.70 | 9050 | 5.7.70.70 | m1 | Length | m1
5.7.11.00 | 9080 | 5.7.11.00 | RWA | Area | m2
5.2.12.00 | 9090 | 5.2.12.00 | Emptying and cleaning cistern | Length | m1
9.9.90.01 | 9130 | 9.9.90.01 | ZOUTELEKTROLYSE (9130) | Number | pcs
9.9.90.02 | 9131 | 9.9.90.02 | UV DESINFECTIE (9131) | Number | pcs
9.9.90.03 | 9132 | 9.9.90.03 | BICARBONATCEL (9132) | Number | pcs
9.9.90.04 | 9133 | 9.9.90.04 | MEET-&DOSSEERTOESTEL (9133) | Number | pcs
9.9.90.05 | 9134 | 9.9.90.05 | UFRO (9134) | Number | pcs
9.9.90.06 | 9135 | 9.9.90.06 | WATERDETECTIE (9135) | Number | pcs
9.9.90.07 | 9140 | 9.9.90.07 | NIVEAUDETECTIE (9140) | Number | pcs
9.9.90.08 | 9160 | 9.9.90.08 | VUILWATERBUFFER (9160) | Number | pcs
9.9.90.09 | 9170 | 9.9.90.09 | BUFFER (9170) | Number | pcs
9.9.90.10 | 9200 | 9.9.90.10 | Muziekinstallatie (9200) | Number | pcs
9.9.90.11 | 9201 | 9.9.90.11 | Oproepsysteem (9201) | Number | pcs
9.9.90.12 | 9202 | 9.9.90.12 | Digitale klok zwembad (9202) | Number | pcs
9.9.90.13 | 9203 | 9.9.90.13 | Haardroger (9203) | Number | pcs
9.9.90.14 | 9260 | 9.9.90.14 | VLOERANALYSE (9260) | Number | pcs
9.9.90.15 | 9270 | 9.9.90.15 | LED SCHERM 40" (9270) | Number | pcs
9.9.90.16 | 9280 | 9.9.90.16 | LED SCHERM 2x3m (9280) | Number | pcs
9.9.90.17 | 9290 | 9.9.90.17 | DIVERS (9290) | Number | pcs
9.9.90.18 | 9300 | 9.9.90.18 | CALIBRATIE MEETTOESTEL (9300) | Number | pcs
9.0.99.15 | 9410 | 9.0.99.15 | Bacteriological water analysis | Number | pcs
9.0.99.16 | 9415 | 9.0.99.16 | Bacteriological water analysis | Number | pcs
9.0.99.21 | 9420 | 9.0.99.21 | Heating and cooling water analysis | Number | pcs
9.0.99.10 | 9421 | 9.0.99.10 | Monthly pool water analysis | Number | pcs
9.0.99.17 | 9430 | 9.0.99.17 | Bacteriological air analysis | Number | pcs
9.0.99.01 | 9500 | 9.0.99.01 | Salt for water softener | Weight | kg
5.2.32.20 | 9510 | 5.2.32.20 | Water treatment | Number | pcs
5.7.70.48 | 9520 | 5.7.70.48 | Absolute filters | Number | pcs
6.6.11.00 | 9600 | 6.6.11.00 | Lifts | Amount | # of stops
6.6.31.01 | 9610 | 6.6.31.01 | Goods lift | Amount | # of stops
6.6.14.01 | 9620 | 6.6.14.01 | Nacelle | Number | pcs
6.6.14.00 | 9630 | 6.6.14.00 | AWP | Weight | Allowed mass (kg)
6.6.21.00 | 9640 | 6.6.21.00 | Escalator | Length | m1
6.7.24.10 | 9800 | 6.7.24.10 | Gbs | Number | pcs
6.7.24.90 | 9860 | 6.7.24.90 | Energy management | Number | pcs
5.8.21.45 | 9870 | 5.8.21.45 | Meter readings | Number | pcs
6.7.24.92 | 9991 | 6.7.24.92 | 8-channel remote monitoring management | Number | pcs
6.7.24.95 | 9992 | 6.7.24.95 | 16-channel remote surveillance management | Number | pcs
6.7.24.94 | 9993 | 6.7.24.94 | 24-channel remote surveillance management | Number | pcs
6.7.24.93 | 9994 | 6.7.24.93 | 32-channel remote surveillance management | Number | pcs
5.7.71.61 | 9995 | 5.7.71.61 | Deployment + remote management 8 channels | Number | pcs
5.7.71.64 | 9996 | 5.7.71.64 | Deployment + remote management 16 channels | Number | pcs
5.7.71.63 | 9997 | 5.7.71.63 | Deployment + remote management 24 channels | Number | pcs
5.7.71.62 | 9998 | 5.7.71.62 | Deployment + remote management 32 channels | Number | pcs
0.0.00.99 | 0.0.00.99 | 0.0.00.99 | To be filled in later (0) | Number | pcs
2.1.11.00 | 2.1.11.00 | 2.1.11.00 | Exterior Facade General | Area | m2
2.1.11.01 | 2.1.11.01 | 2.1.11.01 | Exterior Facade (Glass bricks) | Area | m2
2.1.11.02 | 2.1.11.02 | 2.1.11.02 | Exterior Wall (outer front facade) | Area | m2
2.1.11.03 | 2.1.11.03 | 2.1.11.03 | Exterior Facade (Concrete) | Area | m2
2.1.11.04 | 2.1.11.04 | 2.1.11.04 | Exterior Facade (Cellular concrete) | Area | m2
2.1.11.05 | 2.1.11.05 | 2.1.11.05 | Exterior Facade (Bricks) | Area | m2
2.1.11.07 | 2.1.11.07 | 2.1.11.07 | Exterior plastic wall | Area | m2
2.1.12.00 | 2.1.12.00 | 2.1.12.00 | Cavity Walls (insulated) | Area | m2
2.1.12.01 | 2.1.12.01 | 2.1.12.01 | Cavity Walls (not insulated) | Area | m2
2.1.15.00 | 2.1.15.00 | 2.1.15.00 | Parapet (massive balustrade) | Area | m2
2.1.21.01 | 2.1.21.01 | 2.1.21.01 | Wooden external walls-Constructive solid walls-block-Adobe | Area | m2
2.1.22.00 | 2.1.22.00 | 2.1.22.00 | Vertical insulation-Loose | Area | m2
2.1.22.01 | 2.1.22.01 | 2.1.22.01 | Rough-textured external walls-Constructive solid walls-block-Adobe, perforated | Area | m2
2.1.22.02 | 2.1.22.02 | 2.1.22.02 | Rough-textured external walls-Constructive solid walls-block-Brick | Area | m2
2.1.22.03 | 2.1.22.03 | 2.1.22.03 | External walls-Constructive solid walls-block-concrete | Area | m2
2.1.22.05 | 2.1.22.05 | 2.1.22.05 | Vertical insulation-Blanket | Area | m2
2.1.22.06 | 2.1.22.06 | 2.1.22.06 | Vertical insulation-Plate | Area | m2
2.1.23.01 | 2.1.23.01 | 2.1.23.01 | Rough-textured external walls-Constructive solid block-concrete walls, perforated | Area | m2
2.1.23.02 | 2.1.23.02 | 2.1.23.02 | Rough-building External walls-Constructive solid walls-block Aerated concrete | Area | m2
2.1.24.01 | 2.1.24.01 | 2.1.24.01 | Rough-work external walls-Constructive-solid walls-Log-Glulam | Area | m2
2.1.24.02 | 2.1.24.02 | 2.1.24.02 | Rough-textured external walls-Constructive-solid walls-Log-Softwood | Area | m2
2.1.25.01 | 2.1.25.01 | 2.1.25.01 | Rough-building external walls-Constructive solid walls-Wall concrete, precast | Area | m2
2.1.25.02 | 2.1.25.02 | 2.1.25.02 | Rough-work external walls-Constructive solid walls-Wall Glulam | Area | m2
2.1.25.03 | 2.1.25.03 | 2.1.25.03 | Rough-building-Exterior walls-Constructive-solid-wall-wall-wood, paneled | Area | m2
2.1.25.04 | 2.1.25.04 | 2.1.25.04 | Rough-textured external walls-Constructive solid walls-Wall Lvl | Area | m2
2.2.11.00 | 2.2.11.00 | 2.2.11.00 | Interior Walls General (non bearing wall) | Area | m2
2.2.11.01 | 2.2.11.01 | 2.2.11.01 | Interior Walls Concrete (non bearing wall) | Area | m2
2.2.11.02 | 2.2.11.02 | 2.2.11.02 | Interior Walls Maconery (non bearing wall) | Area | m2
2.2.11.03 | 2.2.11.03 | 2.2.11.03 | Interior Walls Plaster blocks (non bearing wall) | Area | m2
2.2.11.10 | 2.2.11.10 | 2.2.11.10 | Interior Walls Paintable | Area | m2
2.2.11.50 | 2.2.11.50 | 2.2.11.50 | Covering interior walls (General) | Area | m2
2.2.11.51 | 2.2.11.51 | 2.2.11.51 | Covering interior walls (Plaster) | Area | m2
2.2.13.00 | 2.2.13.00 | 2.2.13.00 | Chimney (Internal Part) | Length | m1
2.2.14.00 | 2.2.14.00 | 2.2.14.00 | Moveable Walls | Area | m2
2.2.21.01 | 2.2.21.01 | 2.2.21.01 | Rough-textured external walls-Constructive solid walls-block-Limestone | Area | m2
2.2.21.02 | 2.2.21.02 | 2.2.21.02 | Rough-textured external walls-Constructive-solid walls-block-Steel bricks | Area | m2
2.2.21.03 | 2.2.21.03 | 2.2.21.03 | Rough-textured external walls-Constructive solid walls-block-Steel | Area | m2
2.2.23.02 | 2.2.23.02 | 2.2.23.02 | Rough-building-External walls-Constructive-solid-walls-block-Softwood | Area | m2
2.3.11.00 | 2.3.11.00 | 2.3.11.00 | Concrete Floor (non insulated) | Area | m2
2.3.11.01 | 2.3.11.01 | 2.3.11.01 | Concrete Floor (insulated) | Area | m2
2.3.11.05 | 2.3.11.05 | 2.3.11.05 | Cast Floor (non insulated) | Area | m2
2.3.11.06 | 2.3.11.06 | 2.3.11.06 | Cast Floor (insulated) | Area | m2
2.3.11.10 | 2.3.11.10 | 2.3.11.10 | Floor Tile (non insulated) | Area | m2
2.3.11.11 | 2.3.11.11 | 2.3.11.11 | Floor Tile (insulated) | Area | m2
2.3.11.20 | 2.3.11.20 | 2.3.11.20 | Laminate (non insulated) | Area | m2
2.3.11.21 | 2.3.11.21 | 2.3.11.21 | Laminate (insulated) | Area | m2
2.3.11.22 | 2.3.11.22 | 2.3.11.22 | Parquet (non insulated) | Area | m2
2.3.11.23 | 2.3.11.23 | 2.3.11.23 | Parquet (insulated) | Area | m2
2.3.11.24 | 2.3.11.24 | 2.3.11.24 | Cork flooring (non insulated) | Area | m2
2.3.11.25 | 2.3.11.25 | 2.3.11.25 | Cork flooring (insulated) | Area | m2
2.3.11.30 | 2.3.11.30 | 2.3.11.30 | Vinyl/PVC (non insulated) | Area | m2
2.3.11.31 | 2.3.11.31 | 2.3.11.31 | Vinyl/PVC (insulated) | Area | m2
2.3.11.35 | 2.3.11.35 | 2.3.11.35 | Carpet floor (non insulated) | Area | m2
2.3.11.36 | 2.3.11.36 | 2.3.11.36 | Carpet floor (insulated) | Area | m2
2.3.12.00 | 2.3.12.00 | 2.3.12.00 | Balcony General | Area | m2
2.3.12.01 | 2.3.12.01 | 2.3.12.01 | Balcony Steel | Area | m2
2.3.13.00 | 2.3.13.00 | 2.3.13.00 | Galery | Area | m2
2.3.14.00 | 2.3.14.00 | 2.3.14.00 | Platform General | Area | m2
2.3.14.01 | 2.3.14.01 | 2.3.14.01 | Platform Steel | Area | m2
2.4.11.00 | 2.4.11.00 | 2.4.11.00 | Straight Stairs General | Amount | # of Steps
2.4.11.01 | 2.4.11.01 | 2.4.11.01 | Straight Stairs Concrete | Amount | # of Steps
2.4.11.02 | 2.4.11.02 | 2.4.11.02 | Straight Stairs Steel | Amount | # of Steps
2.4.11.03 | 2.4.11.03 | 2.4.11.03 | Straight Stairs Wood | Amount | # of Steps
2.4.11.04 | 2.4.11.04 | 2.4.11.04 | Straight Stairs Zinc | Amount | # of Steps
2.4.11.10 | 2.4.11.10 | 2.4.11.10 | Straight Stairs | Amount | # of Steps
2.4.12.00 | 2.4.12.00 | 2.4.12.00 | Non-Straight Stairs | Amount | # of Steps
2.4.13.00 | 2.4.13.00 | 2.4.13.00 | Spiral Stairs | Amount | # of Steps
2.4.20.00 | 2.4.20.00 | 2.4.20.00 | Ramps | Area | m2
2.4.31.00 | 2.4.31.00 | 2.4.31.00 | Ladders | Amount | # of Steps
2.4.31.50 | 2.4.31.50 | 2.4.31.50 | Cage ladders | Length | m1
2.4.32.00 | 2.4.32.00 | 2.4.32.00 | Set of Climbing Irons | Amount | # of units
2.4.35.00 | 2.4.35.00 | 2.4.35.00 | Platform (stairs) | Area | m2
2.7.11.00 | 2.7.11.00 | 2.7.11.00 | Covering Flat Roof (General insulated) | Area | m2
2.7.11.01 | 2.7.11.01 | 2.7.11.01 | Covering Flat Roof (Tiles insulated) | Area | m2
2.7.11.02 | 2.7.11.02 | 2.7.11.02 | Covering Flat Roof (Bitumen without ballast insulated) | Area | m2
2.7.11.03 | 2.7.11.03 | 2.7.11.03 | Covering Flat Roof (EPDM insulated) | Area | m2
2.7.11.04 | 2.7.11.04 | 2.7.11.04 | Covering Flat Roof (Aluminium insulated) | Area | m2
2.7.11.05 | 2.7.11.05 | 2.7.11.05 | Covering Flat Roof (concrete tiles insulated) | Area | m2
2.7.11.06 | 2.7.11.06 | 2.7.11.06 | Covering Flat Roof (Copper insulated) | Area | m2
2.7.11.07 | 2.7.11.07 | 2.7.11.07 | Covering Flat Roof (Steel insulated) | Area | m2
2.7.11.08 | 2.7.11.08 | 2.7.11.08 | Covering Flat Roof (Zinc insulated) | Area | m2
2.7.11.09 | 2.7.11.09 | 2.7.11.09 | Covering Flat Roof (Slates insulated) | Area | m2
2.7.11.10 | 2.7.11.10 | 2.7.11.10 | Covering Flat Green Roof Extensive | Area | m2
2.7.11.11 | 2.7.11.11 | 2.7.11.11 | Covering Flat Green Roof Intensive | Area | m2
2.7.11.12 | 2.7.11.12 | 2.7.11.12 | Covering Flat Roof (PVC insulated) | Area | m2
2.7.11.13 | 2.7.11.13 | 2.7.11.13 | Covering Flat Roof (TPO insulated) | Area | m2
2.7.11.14 | 2.7.11.14 | 2.7.11.14 | Covering Flat Roof (Plastic insulated) | Area | m2
2.7.11.15 | 2.7.11.15 | 2.7.11.15 | Covering Flat Roof (General non insulated) | Area | m2
2.7.11.22 | 2.7.11.22 | 2.7.11.22 | Covering Flat Roof (Bitumen without ballast non-insulated) | Area | m2
2.7.11.23 | 2.7.11.23 | 2.7.11.23 | Covering Flat Roof (EPDM non-insulated) | Area | m2
2.7.11.24 | 2.7.11.24 | 2.7.11.24 | Covering Flat Roof (Aluminium non-insulated) | Area | m2
2.7.11.25 | 2.7.11.25 | 2.7.11.25 | Covering Flat Roof (concrete tiles non-insulated) | Area | m2
2.7.11.26 | 2.7.11.26 | 2.7.11.26 | Covering Flat Roof (Bitumen with ballast non-insulated) | Area | m2
2.7.11.30 | 2.7.11.30 | 2.7.11.30 | Covering Flat Roof (General non-insulated) | Area | m2
2.7.11.31 | 2.7.11.31 | 2.7.11.31 | Covering Flat Roof (Tiles non-insulated) | Area | m2
2.7.11.32 | 2.7.11.32 | 2.7.11.32 | Covering Flat Roof (PVC non-insulated) | Area | m2
2.7.11.33 | 2.7.11.33 | 2.7.11.33 | Covering Flat Roof (TPO non-insulated) | Area | m2
2.7.11.34 | 2.7.11.34 | 2.7.11.34 | Covering Flat Roof (Plastic non-insulated) | Area | m2
2.7.11.35 | 2.7.11.35 | 2.7.11.35 | Covering Flat Roof (General non non-insulated) | Area | m2
2.7.11.36 | 2.7.11.36 | 2.7.11.36 | Covering Flat Roof (Copper non-insulated) | Area | m2
2.7.11.37 | 2.7.11.37 | 2.7.11.37 | Covering Flat Roof (Steel non-insulated) | Area | m2
2.7.11.38 | 2.7.11.38 | 2.7.11.38 | Covering Flat Roof (Zinc non-insulated) | Area | m2
2.7.11.39 | 2.7.11.39 | 2.7.11.39 | Covering Flat Roof (Slates non-insulated) | Area | m2
2.7.11.50 | 2.7.11.50 | 2.7.11.50 | Construction Flat Roof Aluminium | Area | m2
2.7.11.51 | 2.7.11.51 | 2.7.11.51 | Construction Flat Roof Concrete | Area | m2
2.7.11.52 | 2.7.11.52 | 2.7.11.52 | Construction Flat Roof Wood | Area | m2
2.7.11.53 | 2.7.11.53 | 2.7.11.53 | Construction Flat Roof Plastic | Area | m2
2.7.11.54 | 2.7.11.54 | 2.7.11.54 | Construction Flat Roof Metal | Area | m2
2.7.11.55 | 2.7.11.55 | 2.7.11.55 | Construction Flat Roof Steeldeck | Area | m2
2.7.11.80 | 2.7.11.80 | 2.7.11.80 | Steel cappings roof | Area | m2
2.7.11.85 | 2.7.11.85 | 2.7.11.85 | Roof trim Aluminium | Length | m1
2.7.11.88 | 2.7.11.88 | 2.7.11.88 | Fascia board Wood | Area | m2
2.7.11.89 | 2.7.11.89 | 2.7.11.89 | Fascia board HPL panel | Area | m2
2.7.12.00 | 2.7.12.00 | 2.7.12.00 | Covering Sloping Roof (General insulated) | Area | m2
2.7.12.01 | 2.7.12.01 | 2.7.12.01 | Covering Sloping Roof (Tiles insulated) | Area | m2
2.7.12.02 | 2.7.12.02 | 2.7.12.02 | Covering Sloping Roof (Bitumen without ballast insulated) | Area | m2
2.7.12.03 | 2.7.12.03 | 2.7.12.03 | Covering Sloping Roof (EPDM insulated) | Area | m2
2.7.12.04 | 2.7.12.04 | 2.7.12.04 | Covering Sloping Roof (Aluminium insulated) | Area | m2
2.7.12.05 | 2.7.12.05 | 2.7.12.05 | Covering Sloping Roof (concrete tiles insulated) | Area | m2
2.7.12.06 | 2.7.12.06 | 2.7.12.06 | Covering Sloping Roof (Copper insulated) | Area | m2
2.7.12.07 | 2.7.12.07 | 2.7.12.07 | Covering Sloping Roof (Steel insulated) | Area | m2
2.7.12.08 | 2.7.12.08 | 2.7.12.08 | Covering Sloping Roof (Zinc insulated) | Area | m2
2.7.12.09 | 2.7.12.09 | 2.7.12.09 | Covering Sloping Roof (Bitumen ballast insulated) | Area | m2
2.7.12.10 | 2.7.12.10 | 2.7.12.10 | Covering Sloping Green Roof Extensive | Area | m2
2.7.12.11 | 2.7.12.11 | 2.7.12.11 | Covering Sloping Green Roof Intensive | Area | m2
2.7.12.12 | 2.7.12.12 | 2.7.12.12 | Covering Sloping Roof (Slates insulated) | Area | m2
2.7.12.13 | 2.7.12.13 | 2.7.12.13 | Covering Sloping Roof Sandwich (Panels insulated) | Area | m2
2.7.12.15 | 2.7.12.15 | 2.7.12.15 | Covering Sloping Roof (General non insulated) | Area | m2
2.7.12.50 | 2.7.12.50 | 2.7.12.50 | Construction Sloping Roof General | Area | m2
2.7.12.51 | 2.7.12.51 | 2.7.12.51 | Construction Sloping Roof Concrete | Area | m2
2.7.12.52 | 2.7.12.52 | 2.7.12.52 | Construction Sloping Roof Wood | Area | m2
2.7.12.53 | 2.7.12.53 | 2.7.12.53 | Construction Sloping Roof Plastic | Area | m2
2.7.12.54 | 2.7.12.54 | 2.7.12.54 | Construction Sloping Roof Metal | Area | m2
2.7.12.55 | 2.7.12.55 | 2.7.12.55 | Construction Sloping Roof Aluminium | Area | m2
2.7.13.00 | 2.7.13.00 | 2.7.13.00 | Covering Awning | Area | m2
2.7.13.05 | 2.7.13.05 | 2.7.13.05 | Construction Awning | Area | m2
2.7.14.00 | 2.7.14.00 | 2.7.14.00 | Covering Canopy | Area | m2
2.7.14.05 | 2.7.14.05 | 2.7.14.05 | Construction Canopy | Area | m2
2.7.14.10 | 2.7.14.10 | 2.7.14.10 | Support Beam General | Length | m1
2.7.14.11 | 2.7.14.11 | 2.7.14.11 | Support Beam Steel | Length | m1
2.7.14.12 | 2.7.14.12 | 2.7.14.12 | Support Beam concrete | Length | m1
2.7.14.15 | 2.7.14.15 | 2.7.14.15 | Roof Overhang | Area | m2
2.7.16.00 | 2.7.16.00 | 2.7.16.00 | Gutter General | Length | m1
2.7.16.01 | 2.7.16.01 | 2.7.16.01 | Gutter PVC | Length | m1
2.7.16.02 | 2.7.16.02 | 2.7.16.02 | Gutter Zinc | Length | m1
2.7.16.03 | 2.7.16.03 | 2.7.16.03 | Gutter Concrete | Length | m1
2.7.16.04 | 2.7.16.04 | 2.7.16.04 | Gutter Steel | Length | m1
2.7.16.05 | 2.7.16.05 | 2.7.16.05 | Gutter Plastics | Length | m1
2.7.16.06 | 2.7.16.06 | 2.7.16.06 | Gutter Wood | Length | m1
2.7.16.07 | 2.7.16.07 | 2.7.16.07 | Gutter Polyester | Length | m1
2.8.11.00 | 2.8.11.00 | 2.8.11.00 | Columns General | Length | m1
2.8.11.01 | 2.8.11.01 | 2.8.11.01 | Columns Steel | Length | m1
2.8.11.02 | 2.8.11.02 | 2.8.11.02 | Columns Concrete | Length | m1
2.8.11.05 | 2.8.11.05 | 2.8.11.05 | Plinth (Wood) | Length | m1
2.8.11.06 | 2.8.11.06 | 2.8.11.06 | Plinth (Hard Stone) | Length | m1
2.8.11.10 | 2.8.11.10 | 2.8.11.10 | Beams General | Length | m1
2.8.11.11 | 2.8.11.11 | 2.8.11.11 | Beams Steel | Length | m1
2.8.11.12 | 2.8.11.12 | 2.8.11.12 | Beams Concrete | Length | m1
2.8.11.15 | 2.8.11.15 | 2.8.11.15 | Beam bracket | Length | m1
2.8.12.00 | 2.8.12.00 | 2.8.12.00 | Bulkhead/Support Beam | Length | m1
2.8.12.05 | 2.8.12.05 | 2.8.12.05 | Wind bracing | Length | m1
2.8.21.00 | 2.8.21.00 | 2.8.21.00 | Bearing Floor General (non insulated) | Area | m2
2.8.21.02 | 2.8.21.02 | 2.8.21.02 | Bearing Floor General (insulated) | Area | m2
2.8.21.10 | 2.8.21.10 | 2.8.21.10 | Exterior Wall General (single bearing wall) | Area | m2
2.8.21.11 | 2.8.21.11 | 2.8.21.11 | Exterior Wall Concrete (single bearing wall) | Area | m2
2.8.21.12 | 2.8.21.12 | 2.8.21.12 | Exterior Wall Macenory (single bearing wall) | Area | m2
2.8.22.00 | 2.8.22.00 | 2.8.22.00 | Interior Walls General (bearing wall) | Area | m2
3.1.20.00 | 3.1.20.00 | 3.1.20.00 | Window Sill General | Length | m1
3.1.20.01 | 3.1.20.01 | 3.1.20.01 | Window Sill Plastic | Length | m1
3.1.20.02 | 3.1.20.02 | 3.1.20.02 | Window Sill Metal | Length | m1
3.1.20.03 | 3.1.20.03 | 3.1.20.03 | Window Sill Bricks | Length | m1
3.1.20.04 | 3.1.20.04 | 3.1.20.04 | Window Sill Natural Stone | Length | m1
3.1.20.05 | 3.1.20.05 | 3.1.20.05 | Window Sill Wood | Length | m1
3.1.21.00 | 3.1.21.00 | 3.1.21.00 | Closed Windows (Outer double glazing) Aluminium | Area | m2
3.1.21.01 | 3.1.21.01 | 3.1.21.01 | Closed Windows (Outer double glazing) PVC | Area | m2
3.1.21.02 | 3.1.21.02 | 3.1.21.02 | Closed Windows (Outer double glazing) Steel | Area | m2
3.1.21.03 | 3.1.21.03 | 3.1.21.03 | Closed Windows (Outer double glazing) Wood | Area | m2
3.1.21.04 | 3.1.21.04 | 3.1.21.04 | Closed Windows (Outer double glazing) Concrete | Area | m2
3.1.21.05 | 3.1.21.05 | 3.1.21.05 | Closed Windows (Outer single glazing) | Area | m2
3.1.21.10 | 3.1.21.10 | 3.1.21.10 | Finish-Exterior wall openings-Filled with glass-Window turning on one side (single)-Wood | Area | m2
3.1.21.11 | 3.1.21.11 | 3.1.21.11 | Finish-Exterior wall openings-Filled with glass-Window turning on one side (single)-Aluminium | Area | m2
3.1.21.12 | 3.1.21.12 | 3.1.21.12 | Finish-Exterior wall openings-Filled with glass-Window turning on one side (double)-PVC | Area | m2
3.1.21.13 | 3.1.21.13 | 3.1.21.13 | Finish-Exterior wall openings-Filled with glass-Window turning on one side (double)-Steel | Area | m2
3.1.21.14 | 3.1.21.14 | 3.1.21.14 | Finish-Exterior wall openings-Filled with glass-Window pivoting on one side (double)-Wood | Area | m2
3.1.22.00 | 3.1.22.00 | 3.1.22.00 | Window opening on 1 side (Outer double glazing) General | Area | m2
3.1.22.01 | 3.1.22.01 | 3.1.22.01 | Window opening on 1 side (Outer double glazing) PVC | Area | m2
3.1.22.02 | 3.1.22.02 | 3.1.22.02 | Window opening on 1 side (Outer double glazing) Steel | Area | m2
3.1.22.03 | 3.1.22.03 | 3.1.22.03 | Window opening on 1 side (Outer double glazing) Wood | Area | m2
3.1.22.04 | 3.1.22.04 | 3.1.22.04 | Window opening on 1 side (Outer double glazing) Aluminium | Area | m2
3.1.22.05 | 3.1.22.05 | 3.1.22.05 | Window opening on 1 side (Outer single glazing) | Area | m2
3.1.23.00 | 3.1.23.00 | 3.1.23.00 | Sliding Windows (Outer double glazing) General | Area | m2
3.1.23.01 | 3.1.23.01 | 3.1.23.01 | Sliding Windows (Outer double glazing) PVC | Area | m2
3.1.23.02 | 3.1.23.02 | 3.1.23.02 | Sliding Windows (Outer double glazing) Steel | Area | m2
3.1.23.03 | 3.1.23.03 | 3.1.23.03 | Sliding Windows (Outer double glazing) Wood | Area | m2
3.1.23.04 | 3.1.23.04 | 3.1.23.04 | Sliding Windows (Outer double glazing) Aluminium | Area | m2
3.1.23.05 | 3.1.23.05 | 3.1.23.05 | Sliding Windows (Outer single glazing) | Area | m2
3.1.24.00 | 3.1.24.00 | 3.1.24.00 | Window rotating on a vertical or horizontal axis (Outer double glazing) General | Area | m2
3.1.24.01 | 3.1.24.01 | 3.1.24.01 | Window rotating on a vertical or horizontal axis (Outer double glazing) PVC | Area | m2
3.1.24.02 | 3.1.24.02 | 3.1.24.02 | Window rotating on a vertical or horizontal axis (Outer double glazing) Steel | Area | m2
3.1.24.03 | 3.1.24.03 | 3.1.24.03 | Window rotating on a vertical or horizontal axis (Outer double glazing) Wood | Area | m2
3.1.24.04 | 3.1.24.04 | 3.1.24.04 | Window rotating on a vertical or horizontal axis (Outer double glazing) Aluminium | Area | m2
3.1.24.05 | 3.1.24.05 | 3.1.24.05 | Window rotating on a vertical or horizontal axis (Outer single glazing) | Area | m2
3.1.25.00 | 3.1.25.00 | 3.1.25.00 | Combination Window (Outer double glazing) General | Area | m2
3.1.25.01 | 3.1.25.01 | 3.1.25.01 | Combination Window (Outer double glazing) PVC | Area | m2
3.1.25.02 | 3.1.25.02 | 3.1.25.02 | Combination Window (Outer double glazing) Steel | Area | m2
3.1.25.03 | 3.1.25.03 | 3.1.25.03 | Combination Window (Outer double glazing) Wood | Area | m2
3.1.25.04 | 3.1.25.04 | 3.1.25.04 | Combination Window (Outer double glazing) Aluminium | Area | m2
3.1.25.05 | 3.1.25.05 | 3.1.25.05 | Combination Window (Outer single glazing) | Area | m2
3.1.26.00 | 3.1.26.00 | 3.1.26.00 | Double Window opening on 1 side (Outer double glazing) General | Area | m2
3.1.26.01 | 3.1.26.01 | 3.1.26.01 | Double Window opening on 1 side (Outer double glazing) PVC | Area | m2
3.1.26.02 | 3.1.26.02 | 3.1.26.02 | Double Window opening on 1 side (Outer double glazing) Steel | Area | m2
3.1.26.03 | 3.1.26.03 | 3.1.26.03 | Double Window opening on 1 side (Outer double glazing) Wood | Area | m2
3.1.26.04 | 3.1.26.04 | 3.1.26.04 | Double Window opening on 1 side (Outer double glazing) Aluminium | Area | m2
3.1.26.05 | 3.1.26.05 | 3.1.26.05 | Double Window opening on 1 side (Outer single glazing) | Area | m2
3.1.27.00 | 3.1.27.00 | 3.1.27.00 | Double window rotating on a vertical or horizontal axis (Outer double glazing) General | Area | m2
3.1.27.01 | 3.1.27.01 | 3.1.27.01 | Double window rotating on a vertical or horizontal axis (Outer double glazing) PVC | Area | m2
3.1.27.02 | 3.1.27.02 | 3.1.27.02 | Double window rotating on a vertical or horizontal axis (Outer double glazing) Steel | Area | m2
3.1.27.03 | 3.1.27.03 | 3.1.27.03 | Double window rotating on a vertical or horizontal axis (Outer double glazing) Wood | Area | m2
3.1.27.04 | 3.1.27.04 | 3.1.27.04 | Double window rotating on a vertical or horizontal axis (Outer double glazing) Aluminium | Area | m2
3.1.27.05 | 3.1.27.05 | 3.1.27.05 | Double window rotating on a vertical or horizontal axis (Outersingle glazing) | Area | m2
3.1.28.00 | 3.1.28.00 | 3.1.28.00 | Double Combination Windows (Outer double glazing) General | Area | m2
3.1.28.01 | 3.1.28.01 | 3.1.28.01 | Double Combination Windows (Outer double glazing) PVC | Area | m2
3.1.28.02 | 3.1.28.02 | 3.1.28.02 | Double Combination Windows (Outer double glazing) Steel | Area | m2
3.1.28.03 | 3.1.28.03 | 3.1.28.03 | Double Combination Windows (Outer double glazing) Wood | Area | m2
3.1.28.04 | 3.1.28.04 | 3.1.28.04 | Double Combination Windows (Outer double glazing) Aluminium | Area | m2
3.1.28.05 | 3.1.28.05 | 3.1.28.05 | Double Combination Windows (Outer single glazing) | Area | m2
3.1.30.00 | 3.1.30.00 | 3.1.30.00 | Door Sill General | Length | m1
3.1.30.01 | 3.1.30.01 | 3.1.30.01 | Door Sill Hard stone | Length | m1
3.1.30.02 | 3.1.30.02 | 3.1.30.02 | Door Sill Natural Stone | Length | m1
3.1.30.03 | 3.1.30.03 | 3.1.30.03 | Door Sill Terrazzo | Length | m1
3.1.30.04 | 3.1.30.04 | 3.1.30.04 | Door Sill Concrete | Length | m1
3.1.30.05 | 3.1.30.05 | 3.1.30.05 | Electrical Lock | Number | pcs
3.1.31.00 | 3.1.31.00 | 3.1.31.00 | Manual Swing Door Single (General) | Area | m2
3.1.31.01 | 3.1.31.01 | 3.1.31.01 | Manual Swing Door Single (PVC) | Area | m2
3.1.31.02 | 3.1.31.02 | 3.1.31.02 | Manual Swing Door Single (Wood) | Area | m2
3.1.31.03 | 3.1.31.03 | 3.1.31.03 | Manual Swing Door Single (Steel) | Area | m2
3.1.31.04 | 3.1.31.04 | 3.1.31.04 | Manual Swing Door Single (Glass) | Area | m2
3.1.31.05 | 3.1.31.05 | 3.1.31.05 | Manual Swing Door Single (Aluminium) | Area | m2
3.1.31.09 | 3.1.31.09 | 3.1.31.09 | Automatic Swing Door Single (General) | Area | m2
3.1.31.10 | 3.1.31.10 | 3.1.31.10 | Automatic Swing Door Single (Aluminium) | Area | m2
3.1.31.11 | 3.1.31.11 | 3.1.31.11 | Automatic Swing Door Single (PVC) | Area | m2
3.1.31.12 | 3.1.31.12 | 3.1.31.12 | Automatic Swing Door Single (Wood) | Area | m2
3.1.31.13 | 3.1.31.13 | 3.1.31.13 | Automatic Swing Door Single (Steel) | Area | m2
3.1.31.14 | 3.1.31.14 | 3.1.31.14 | Automatic Swing Door Single (Glass) | Area | m2
3.1.31.20 | 3.1.31.20 | 3.1.31.20 | Manual Swing Door Single (Wood, Low maintenance) | Area | m2
3.1.32.00 | 3.1.32.00 | 3.1.32.00 | Manual Sliding Door (Outer) General | Area | m2
3.1.32.01 | 3.1.32.01 | 3.1.32.01 | Manual Sliding Door (Outer) PVC | Area | m2
3.1.32.02 | 3.1.32.02 | 3.1.32.02 | Manual Sliding Door (Outer) Wood | Area | m2
3.1.32.03 | 3.1.32.03 | 3.1.32.03 | Manual Sliding Door (Outer) Steel | Area | m2
3.1.32.04 | 3.1.32.04 | 3.1.32.04 | Manual Sliding Door (Outer) Glass | Area | m2
3.1.32.05 | 3.1.32.05 | 3.1.32.05 | Manual Sliding Door (Outer) Aluminium | Area | m2
3.1.32.11 | 3.1.32.11 | 3.1.32.11 | Automatic Sliding Door (Outer) PVC | Area | m2
3.1.32.12 | 3.1.32.12 | 3.1.32.12 | Automatic Sliding Door (Outer) Wood | Area | m2
3.1.32.13 | 3.1.32.13 | 3.1.32.13 | Automatic Sliding Door (Outer) Steel | Area | m2
3.1.32.14 | 3.1.32.14 | 3.1.32.14 | Automatic Sliding Door (Outer) Glass | Area | m2
3.1.33.00 | 3.1.33.00 | 3.1.33.00 | Manual Tilt Door Single (General) | Area | m2
3.1.33.01 | 3.1.33.01 | 3.1.33.01 | Manual Tilt Door Single (PVC) | Area | m2
3.1.33.02 | 3.1.33.02 | 3.1.33.02 | Manual Tilt Door Single (Wood) | Area | m2
3.1.33.03 | 3.1.33.03 | 3.1.33.03 | Manual Tilt Door Single (Steel) | Area | m2
3.1.33.04 | 3.1.33.04 | 3.1.33.04 | Manual Tilt Door Single (Glass) | Area | m2
3.1.33.05 | 3.1.33.05 | 3.1.33.05 | Manual Tilt Door Single (Aluminium) | Area | m2
3.1.33.10 | 3.1.33.10 | 3.1.33.10 | Manual Sectional Door (Outer) General | Area | m2
3.1.33.11 | 3.1.33.11 | 3.1.33.11 | Manual Sectional Door (Outer) PVC | Area | m2
3.1.33.12 | 3.1.33.12 | 3.1.33.12 | Manual Sectional Door (Outer) Wood | Area | m2
3.1.33.13 | 3.1.33.13 | 3.1.33.13 | Manual Sectional Door (Outer) Steel | Area | m2
3.1.33.14 | 3.1.33.14 | 3.1.33.14 | Manual Sectional Door (Outer) Glass | Area | m2
3.1.33.15 | 3.1.33.15 | 3.1.33.15 | Manual Sectional Door (Outer) Aluminium | Area | m2
3.1.33.20 | 3.1.33.20 | 3.1.33.20 | Automatic Tilt Door Single (Aluminium) | Area | m2
3.1.33.21 | 3.1.33.21 | 3.1.33.21 | Automatic Tilt Door Single (PVC) | Area | m2
3.1.33.22 | 3.1.33.22 | 3.1.33.22 | Automatic Tilt Door Single (Wood) | Area | m2
3.1.33.23 | 3.1.33.23 | 3.1.33.23 | Automatic Tilt Door Single (Steel) | Area | m2
3.1.33.24 | 3.1.33.24 | 3.1.33.24 | Automatic Tilt Door Single (Glass) | Area | m2
3.1.34.00 | 3.1.34.00 | 3.1.34.00 | Manual Revolving Door Single (General) | Area | m2
3.1.34.01 | 3.1.34.01 | 3.1.34.01 | Manual Revolving Door Single (PVC) | Area | m2
3.1.34.02 | 3.1.34.02 | 3.1.34.02 | Manual Revolving Door Single (Wood) | Area | m2
3.1.34.03 | 3.1.34.03 | 3.1.34.03 | Manual Revolving Door Single (Steel) | Area | m2
3.1.34.04 | 3.1.34.04 | 3.1.34.04 | Manual Revolving Door Single (Glass) | Area | m2
3.1.34.05 | 3.1.34.05 | 3.1.34.05 | Manual Revolving Door Single (Aluminium) | Area | m2
3.1.34.10 | 3.1.34.10 | 3.1.34.10 | Automatic Turnstile Aluminium | Area | m2
3.1.34.11 | 3.1.34.11 | 3.1.34.11 | Automatic Revolving Door Single (PVC) | Area | m2
3.1.34.12 | 3.1.34.12 | 3.1.34.12 | Automatic Revolving Door Single (Wood) | Area | m2
3.1.34.13 | 3.1.34.13 | 3.1.34.13 | Automatic Revolving Door Single (Steel) | Area | m2
3.1.34.14 | 3.1.34.14 | 3.1.34.14 | Automatic Revolving Door Single (Glass) | Area | m2
3.1.35.00 | 3.1.35.00 | 3.1.35.00 | Manual Swing Door Double (Outer) General | Area | m2
3.1.35.01 | 3.1.35.01 | 3.1.35.01 | Manual Swing Door Double (Outer) PVC | Area | m2
3.1.35.02 | 3.1.35.02 | 3.1.35.02 | Manual Swing Door Double (Outer) Wood | Area | m2
3.1.35.03 | 3.1.35.03 | 3.1.35.03 | Manual Swing Door Double (Outer) Steel | Area | m2
3.1.35.04 | 3.1.35.04 | 3.1.35.04 | Manual Swing Door Double (Outer) Glass | Area | m2
3.1.35.05 | 3.1.35.05 | 3.1.35.05 | Manual Swing Door Double (Outer) Aluminium | Area | m2
3.1.35.10 | 3.1.35.10 | 3.1.35.10 | Automatic Swing Door Double (Outer) Aluminium | Area | m2
3.1.35.11 | 3.1.35.11 | 3.1.35.11 | Automatic Swing Door Double (Outer) PVC | Area | m2
3.1.35.12 | 3.1.35.12 | 3.1.35.12 | Automatic Swing Door Double (Outer) Wood | Area | m2
3.1.35.13 | 3.1.35.13 | 3.1.35.13 | Automatic Swing Door Double (Outer) Steel | Area | m2
3.1.35.14 | 3.1.35.14 | 3.1.35.14 | Automatic Swing Door Double (Outer) Glass | Area | m2
3.1.36.00 | 3.1.36.00 | 3.1.36.00 | Manual Sliding Door Double (Outer) General | Area | m2
3.1.36.01 | 3.1.36.01 | 3.1.36.01 | Manual Sliding Door Double (Outer) PVC | Area | m2
3.1.36.02 | 3.1.36.02 | 3.1.36.02 | Manual Sliding Door Double (Outer) Wood | Area | m2
3.1.36.03 | 3.1.36.03 | 3.1.36.03 | Manual Sliding Door Double (Outer) Steel | Area | m2
3.1.36.04 | 3.1.36.04 | 3.1.36.04 | Manual Sliding Door Double (Outer) Glass | Area | m2
3.1.36.05 | 3.1.36.05 | 3.1.36.05 | Manual Sliding Door Double (Outer) Aluminium | Area | m2
3.1.36.06 | 3.1.36.06 | 3.1.36.06 | Finish-Exterior wall openings-Filled with glass-Combination window (double)-Wood | Area | m2
3.1.36.07 | 3.1.36.07 | 3.1.36.07 | Finish-Exterior wall openings-Filled with glass-Combination window (double)-Steel | Area | m2
3.1.36.08 | 3.1.36.08 | 3.1.36.08 | Finish-Exterior wall openings-Filled with glass-Combination window (double)-Wood | Area | m2
3.1.36.09 | 3.1.36.09 | 3.1.36.09 | Finish-Exterior wall openings-Filled with glass-Combination window (double)-Steel | Area | m2
3.1.36.10 | 3.1.36.10 | 3.1.36.10 | Automatic Sliding Door Double (Outer) Aluminium | Area | m2
3.1.36.11 | 3.1.36.11 | 3.1.36.11 | Automatic Sliding Door Double (Outer) PVC | Area | m2
3.1.36.12 | 3.1.36.12 | 3.1.36.12 | Automatic Sliding Door Double (Outer) Wood | Area | m2
3.1.36.13 | 3.1.36.13 | 3.1.36.13 | Automatic Sliding Door Double (Outer) Steel | Area | m2
3.1.36.14 | 3.1.36.14 | 3.1.36.14 | Automatic Sliding Door Double (Outer) Glass | Area | m2
3.1.50.01 | 3.1.50.01 | 3.1.50.01 | Facade Louvre (Aluminium) | Area | m2
3.1.50.02 | 3.1.50.02 | 3.1.50.02 | Facade Louvre (Steel) | Area | m2
3.2.21.00 | 3.2.21.00 | 3.2.21.00 | Closed Window (Inner) | Area | m2
3.2.21.01 | 3.2.21.01 | 3.2.21.01 | Finish-Exterior wall openings-Filled with glass-Combination window (double)-Steel | Area | m2
3.2.21.02 | 3.2.21.02 | 3.2.21.02 | Finish-Exterior wall openings-Filled with glass-Combination window (double)-Wood | Area | m2
3.2.21.03 | 3.2.21.03 | 3.2.21.03 | Finish-Exterior wall openings-Filled with glass-Combination window (double)-Steel | Area | m2
3.2.21.04 | 3.2.21.04 | 3.2.21.04 | Finish-Exterior wall openings-Filled with glass-Combination window (double)-Wood | Area | m2
3.2.21.05 | 3.2.21.05 | 3.2.21.05 | Finish-Exterior wall openings-Filled with glass-Combination window (double)-Steel | Area | m2
3.2.21.06 | 3.2.21.06 | 3.2.21.06 | Finish-Exterior wall openings-Filled with glass-Combination window (double)-Wood | Area | m2
3.2.21.07 | 3.2.21.07 | 3.2.21.07 | Finish-Exterior wall openings-Filled with glass-Combination window (double)-Steel | Area | m2
3.2.21.08 | 3.2.21.08 | 3.2.21.08 | Finish-Exterior wall openings-Filled with glass-Combination window (double)-Wood | Area | m2
3.2.22.00 | 3.2.22.00 | 3.2.22.00 | Window opening on 1 side (Inner) | Area | m2
3.2.22.01 | 3.2.22.01 | 3.2.22.01 | Double Window opening on 1 side (Inner) | Area | m2
3.2.23.00 | 3.2.23.00 | 3.2.23.00 | Sliding Window (Inner) | Area | m2
3.2.24.00 | 3.2.24.00 | 3.2.24.00 | Window rotating on a vertical or horizontal axis (Inner) | Area | m2
3.2.24.01 | 3.2.24.01 | 3.2.24.01 | Double Window rotating on a vertical or horizontal axis (Inner) | Area | m2
3.2.25.00 | 3.2.25.00 | 3.2.25.00 | Combination Window (Inner) | Area | m2
3.2.25.01 | 3.2.25.01 | 3.2.25.01 | Double Combination Window (Inner) | Area | m2
3.2.31.00 | 3.2.31.00 | 3.2.31.00 | Manual Revolving Door Single (Inner) General | Area | m2
3.2.31.01 | 3.2.31.01 | 3.2.31.01 | Automatic Revolving Door Single (Inner) General | Area | m2
3.2.31.02 | 3.2.31.02 | 3.2.31.02 | Manual Revolving Door Double (Inner) General | Area | m2
3.2.31.03 | 3.2.31.03 | 3.2.31.03 | Automatic Revolving Door Double (Inner) General | Area | m2
3.2.31.04 | 3.2.31.04 | 3.2.31.04 | Porte-2 | Area | m2
3.2.31.05 | 3.2.31.05 | 3.2.31.05 | Porte-3 | Area | m2
3.2.31.11 | 3.2.31.11 | 3.2.31.11 | Automatic Revolving Door (Outer) PVC | Area | m2
3.2.31.12 | 3.2.31.12 | 3.2.31.12 | Automatic Revolving Door (Outer) Wood | Area | m2
3.2.31.13 | 3.2.31.13 | 3.2.31.13 | Automatic Revolving Door (Outer) Steel | Area | m2
3.2.31.14 | 3.2.31.14 | 3.2.31.14 | Automatic Revolving Door (Outer) Glass | Area | m2
3.2.31.15 | 3.2.31.15 | 3.2.31.15 | Automatic Revolving Door (Outer) Aluminium | Area | m2
3.2.31.20 | 3.2.31.20 | 3.2.31.20 | Manual Revolving Door Double (Outer) General | Area | m2
3.2.31.21 | 3.2.31.21 | 3.2.31.21 | Manual Revolving Door Double (Outer) PVC | Area | m2
3.2.31.22 | 3.2.31.22 | 3.2.31.22 | Manual Revolving Door Double (Outer) Wood | Area | m2
3.2.31.23 | 3.2.31.23 | 3.2.31.23 | Manual Revolving Door Double (Outer) Steel | Area | m2
3.2.31.24 | 3.2.31.24 | 3.2.31.24 | Manual Revolving Door Double (Outer) Glass | Area | m2
3.2.31.25 | 3.2.31.25 | 3.2.31.25 | Manual Revolving Door Double (Outer) Aluminium | Area | m2
3.2.31.30 | 3.2.31.30 | 3.2.31.30 | Automatic Revolving Door Double (Outer) General | Area | m2
3.2.31.31 | 3.2.31.31 | 3.2.31.31 | Automatic Revolving Door Double (Outer) PVC | Area | m2
3.2.31.32 | 3.2.31.32 | 3.2.31.32 | Automatic Revolving Door Double (Outer) Wood | Area | m2
3.2.31.33 | 3.2.31.33 | 3.2.31.33 | Automatic Revolving Door Double (Outer) Steel | Area | m2
3.2.31.34 | 3.2.31.34 | 3.2.31.34 | Automatic Revolving Door Double (Outer) Glass | Area | m2
3.2.31.35 | 3.2.31.35 | 3.2.31.35 | Automatic Revolving Door Double (Outer) Aluminium | Area | m2
3.2.32.00 | 3.2.32.00 | 3.2.32.00 | Manual Sliding Door Double (Inner) General | Area | m2
3.2.32.01 | 3.2.32.01 | 3.2.32.01 | Automatic Sliding Door Double (Inner) General | Area | m2
3.2.32.02 | 3.2.32.02 | 3.2.32.02 | Manual Sliding Door Double (Inner) General | Area | m2
3.2.32.03 | 3.2.32.03 | 3.2.32.03 | Automatic Sliding Door Double (Inner) General | Area | m2
3.2.32.05 | 3.2.32.05 | 3.2.32.05 | Automatic Access Door Single with badge (Inner) | Area | m2
3.2.33.10 | 3.2.33.10 | 3.2.33.10 | Manual Sectional Door Single (Inner) General | Area | m2
3.2.33.11 | 3.2.33.11 | 3.2.33.11 | Automatic Sectional Door Single (Inner) General | Area | m2
3.2.33.12 | 3.2.33.12 | 3.2.33.12 | Automatic Fast Closing Door Single (Inner) General | Area | m2
3.2.34.00 | 3.2.34.00 | 3.2.34.00 | Manual Turnstile | Area | m2
3.2.34.01 | 3.2.34.01 | 3.2.34.01 | Automatic Turnstile | Area | m2
3.3.33.30 | 3.3.33.30 | 3.3.33.30 | Automatic Sectional Door (Outer) Aluminium | Area | m2
3.3.33.31 | 3.3.33.31 | 3.3.33.31 | Automatic Sectional Door (Outer) PVC | Area | m2
3.3.33.32 | 3.3.33.32 | 3.3.33.32 | Automatic Sectional Door (Outer) Wood | Area | m2
3.3.33.33 | 3.3.33.33 | 3.3.33.33 | Automatic Sectional Door (Outer) Steel | Area | m2
3.3.33.34 | 3.3.33.34 | 3.3.33.34 | Automatic Sectional Door (Outer) Glass | Area | m2
3.4.11.00 | 3.4.11.00 | 3.4.11.00 | Inner Balustrades | Area | m2
3.4.12.00 | 3.4.12.00 | 3.4.12.00 | Outer Balustrades | Area | m2
3.4.21.00 | 3.4.21.00 | 3.4.21.00 | Inner Railing Stairs | Length | m1
3.4.21.01 | 3.4.21.01 | 3.4.21.01 | Inner Railing | Length | m1
3.4.22.00 | 3.4.22.00 | 3.4.22.00 | Outer Railing Stairs | Area | m2
3.4.22.01 | 3.4.22.01 | 3.4.22.01 | Outer Railing | Length | m1
3.7.21.00 | 3.7.21.00 | 3.7.21.00 | Closed Roof Windows General (double glazing) | Area | m2
3.7.21.01 | 3.7.21.01 | 3.7.21.01 | Skylight-2 | Area | m2
3.7.21.02 | 3.7.21.02 | 3.7.21.02 | Light Dome-2 | Area | m2
3.7.21.03 | 3.7.21.03 | 3.7.21.03 | Closed Roof Windows PVC (double glazing) | Area | m2
3.7.21.04 | 3.7.21.04 | 3.7.21.04 | Closed Roof Windows Steel (double glazing) | Area | m2
3.7.21.05 | 3.7.21.05 | 3.7.21.05 | Closed Roof Windows Wood (double glazing) | Area | m2
3.7.21.06 | 3.7.21.06 | 3.7.21.06 | Closed Roof Windows Aluminium (double glazing) | Area | m2
3.7.21.08 | 3.7.21.08 | 3.7.21.08 | Closed Roof Windows General (single glazing) | Area | m2
3.7.21.10 | 3.7.21.10 | 3.7.21.10 | Skylight | Area | m2
3.7.21.20 | 3.7.21.20 | 3.7.21.20 | Light Dome | Area | m2
3.7.21.30 | 3.7.21.30 | 3.7.21.30 | Dormer | Area | m2
3.7.22.00 | 3.7.22.00 | 3.7.22.00 | Window opening on 1 side General (double glazing) | Area | m2
3.7.22.01 | 3.7.22.01 | 3.7.22.01 | Window opening on 1 side PVC (double glazing) | Area | m2
3.7.22.02 | 3.7.22.02 | 3.7.22.02 | Window opening on 1 side Steel (double glazing) | Area | m2
3.7.22.03 | 3.7.22.03 | 3.7.22.03 | Window opening on 1 side Wood (double glazing) | Area | m2
3.7.22.04 | 3.7.22.04 | 3.7.22.04 | Window opening on 1 side Aluminium (double glazing) | Area | m2
3.7.23.00 | 3.7.23.00 | 3.7.23.00 | Sliding Roof Windows General (double glazing) | Area | m2
3.7.23.01 | 3.7.23.01 | 3.7.23.01 | Sliding Roof Windows PVC (double glazing) | Area | m2
3.7.23.02 | 3.7.23.02 | 3.7.23.02 | Sliding Roof Windows Steel (double glazing) | Area | m2
3.7.23.03 | 3.7.23.03 | 3.7.23.03 | Sliding Roof Windows Wood (double glazing) | Area | m2
3.7.23.04 | 3.7.23.04 | 3.7.23.04 | Sliding Roof Windows Aluminium (double glazing) | Area | m2
3.7.23.05 | 3.7.23.05 | 3.7.23.05 | Sliding Roof Windows (single glazing) | Area | m2
3.7.24.00 | 3.7.24.00 | 3.7.24.00 | Roof Windows rotating on a vertical or horizontal axis General (double glazing) | Area | m2
3.7.24.01 | 3.7.24.01 | 3.7.24.01 | Roof Windows rotating on a vertical or horizontal axis PVC (double glazing) | Area | m2
3.7.24.02 | 3.7.24.02 | 3.7.24.02 | Roof Windows rotating on a vertical or horizontal axis Steel (double glazing) | Area | m2
3.7.24.03 | 3.7.24.03 | 3.7.24.03 | Roof Windows rotating on a vertical or horizontal axis Wood (double glazing) | Area | m2
3.7.24.04 | 3.7.24.04 | 3.7.24.04 | Roof Windows rotating on a vertical or horizontal axis Aluminium (double glazing) | Area | m2
3.7.24.05 | 3.7.24.05 | 3.7.24.05 | Roof Windows rotating on a vertical or horizontal axis (single glazing) | Area | m2
3.7.25.00 | 3.7.25.00 | 3.7.25.00 | Combination Windows (Roof) General (double glazing) | Area | m2
3.7.25.01 | 3.7.25.01 | 3.7.25.01 | Combination Windows (Roof) PVC (double glazing) | Area | m2
3.7.25.02 | 3.7.25.02 | 3.7.25.02 | Combination Windows (Roof) Steel (double glazing) | Area | m2
3.7.25.03 | 3.7.25.03 | 3.7.25.03 | Combination Windows (Roof) Wood (double glazing) | Area | m2
3.7.25.04 | 3.7.25.04 | 3.7.25.04 | Combination Windows (Roof) Aluminium (double glazing) | Area | m2
3.7.25.05 | 3.7.25.05 | 3.7.25.05 | Combination Windows (Roof single glazing) | Area | m2
4.1.11.00 | 4.1.11.00 | 4.1.11.00 | Facade Finishing | Area | m2
4.1.12.00 | 4.1.12.00 | 4.1.12.00 | Facade Cladding General | Area | m2
4.1.12.01 | 4.1.12.01 | 4.1.12.01 | Facade Cladding Bardage | Area | m2
4.1.12.02 | 4.1.12.02 | 4.1.12.02 | Facade Cladding bardage on inner boxes | Area | m2
4.1.12.03 | 4.1.12.03 | 4.1.12.03 | Facade Cladding Sandwichpanels | Area | m2
4.1.12.04 | 4.1.12.04 | 4.1.12.04 | Facade Cladding Steel panels | Area | m2
4.1.12.05 | 4.1.12.05 | 4.1.12.05 | Facade Cladding Concrete | Area | m2
4.1.12.50 | 4.1.12.50 | 4.1.12.50 | Facade plinth general | Length | m1
4.1.12.51 | 4.1.12.51 | 4.1.12.51 | Facade plinth concrete | Length | m1
4.5.11.00 | 4.5.11.00 | 4.5.11.00 | Lowered Ceiling | Area | m2
4.5.12.00 | 4.5.12.00 | 4.5.12.00 | System Ceiling | Area | m2
4.5.21.00 | 4.5.21.00 | 4.5.21.00 | Naked Ceiling | Area | m2
4.5.22.00 | 4.5.22.00 | 4.5.22.00 | Clad Ceiling | Area | m2
5.1.11.00 | 5.1.11.00 | 5.1.11.00 | Gasfired Air Heater | Power | kW
5.1.11.01 | 5.1.11.01 | 5.1.11.01 | Condensating gasfired Air Heater | Power | kW
5.1.11.11 | 5.1.11.11 | 5.1.11.11 | Koperen leidingen voor thermische zonnepanelen | Length | m1
5.1.11.30 | 5.1.11.30 | 5.1.11.30 | Gasfired Radiant Tube | Power | kW
5.1.11.88 | 5.1.11.88 | 5.1.11.88 | Waterpowered Air heater spiral | Power | kW
5.1.12.00 | 5.1.12.00 | 5.1.12.00 | Hot Air Generator + fuel burner | Power | kW
5.1.13.00 | 5.1.13.00 | 5.1.13.00 | Solid Fuel Heater | Power | kW
5.1.21.00 | 5.1.21.00 | 5.1.21.00 | Wallmounted Gas Boiler (>=100 kW) | Power | kW
5.1.21.01 | 5.1.21.01 | 5.1.21.01 | Wallmounted Condensating Gas Boiler (>= 100 kW) | Power | kW
5.1.21.05 | 5.1.21.05 | 5.1.21.05 | Wallmounted Condensating Gas Boiler (< 100 kW) | Power | kW
5.1.21.07 | 5.1.21.07 | 5.1.21.07 | Atmospheric Boiler (< 100 kW) | Power | kW
5.1.21.11 | 5.1.21.11 | 5.1.21.11 | Atmospheric Boiler (>= 100 kW) | Power | kW
5.1.21.20 | 5.1.21.20 | 5.1.21.20 | Gas Boiler | Power | kW
5.1.21.21 | 5.1.21.21 | 5.1.21.21 | Condensating Gas Boiler | Power | kW
5.1.21.22 | 5.1.21.22 | 5.1.21.22 | VARINO YGNIS GASKETEL + SCHOUW (870/880) | Power | kW
5.1.21.60 | 5.1.21.60 | 5.1.21.60 | Thermal Oil Boiler (gas) | Power | kW
5.1.22.00 | 5.1.22.00 | 5.1.22.00 | Wallmounted Boiler (< 100 kW) | Power | kW
5.1.22.01 | 5.1.22.01 | 5.1.22.01 | Wallmounted Boiler (>= 100 kW) | Power | kW
5.1.22.02 | 5.1.22.02 | 5.1.22.02 | Wallmounted Condensating Boiler (>= 100 kW) | Power | kW
5.1.23.00 | 5.1.23.00 | 5.1.23.00 | Boiler (Solid Fuel) | Power | kW
5.1.23.10 | 5.1.23.10 | 5.1.23.10 | Biomass | Number | pcs
5.1.24.00 | 5.1.24.00 | 5.1.24.00 | Chimney (gas boiler) | Length | m1
5.1.24.10 | 5.1.24.10 | 5.1.24.10 | Chimney (Fuel Boiler) | Length | m1
5.1.24.20 | 5.1.24.20 | 5.1.24.20 | Chimney (Solid Fuel) | Length | m1
5.1.29.00 | 5.1.29.00 | 5.1.29.00 | CONTROLE VAN EEN ONDERGRONDSE TANK (1630) | Volume | L
5.1.30.15 | 5.1.30.15 | 5.1.30.15 | Heat Interface Unit | Power | kW
5.1.30.20 | 5.1.30.20 | 5.1.30.20 | Electrical Heat Exchanger | Power | kW
5.1.33.00 | 5.1.33.00 | 5.1.33.00 | Steam Boiler LP < 0,5 bar (gas) | Power | kW
5.1.33.01 | 5.1.33.01 | 5.1.33.01 | Steam Boiler LP < 0,5 bar (gas) + economiser | Power | kW
5.1.33.06 | 5.1.33.06 | 5.1.33.06 | Steam Boiler HP > 0,5 bar (gas) + economiser | Power | kW
5.1.33.10 | 5.1.33.10 | 5.1.33.10 | Steam Generator LP (Gas) | Power | kW
5.1.33.11 | 5.1.33.11 | 5.1.33.11 | Steam Generator HP (Gas) | Power | kW
5.1.33.20 | 5.1.33.20 | 5.1.33.20 | Steam Boiler LP < 0,5 bar (Fuel) | Power | kW
5.1.33.21 | 5.1.33.21 | 5.1.33.21 | Steam Boiler LP < 0,5 bar (Fuel) + economiser | Power | kW
5.1.33.25 | 5.1.33.25 | 5.1.33.25 | Steam Boiler HP > 0,5 bar (Fuel) | Power | kW
5.1.33.26 | 5.1.33.26 | 5.1.33.26 | Steam Boiler HP > 0,5 bar (Fuel) + economiser | Power | kW
5.1.33.31 | 5.1.33.31 | 5.1.33.31 | Steam Generator LP (Fuel) | Power | kW
5.1.33.32 | 5.1.33.32 | 5.1.33.32 | Steam Generator HP (Fuel) | Power | kW
5.1.33.41 | 5.1.33.41 | 5.1.33.41 | Steam Generator LP (Electrical) | Power | kW
5.1.33.42 | 5.1.33.42 | 5.1.33.42 | Steam Generator HP (Electrical) | Power | kW
5.1.41.00 | 5.1.41.00 | 5.1.41.00 | Cogeneration (CHP unit) | Power | kW
5.1.44.00 | 5.1.44.00 | 5.1.44.00 | Chimney (Cogeneration) | Length | m1
5.1.49.00 | 5.1.49.00 | 5.1.49.00 | Fuel Tank (Underground) Cogeneration | Volume | L
5.1.49.10 | 5.1.49.10 | 5.1.49.10 | Fuel Tank (Overground) Cogeneration | Volume | L
5.1.49.20 | 5.1.49.20 | 5.1.49.20 | Transfer Pump Fuel (Cogeneration) | Diameter | mm
5.1.52.00 | 5.1.52.00 | 5.1.52.00 | Sun Collector (Heating) | Area | m2
5.1.53.00 | 5.1.53.00 | 5.1.53.00 | Accumulation | Power | kW
5.1.54.00 | 5.1.54.00 | 5.1.54.00 | Earth Heat | Power | kW
5.2.02.01 | 5.2.02.01 | 5.2.02.01 | Ontluchtingskappen | Number | pcs
5.2.02.02 | 5.2.02.02 | 5.2.02.02 | Doorvoerelement voor dakdoorvoer ventilatieleiding | Number | pcs
5.2.02.04 | 5.2.02.04 | 5.2.02.04 | Dakkolken voor regenwater (systeem in onderdruk) | Number | pcs
5.2.03.02 | 5.2.03.02 | 5.2.03.02 | BRANDWERENDE DOORVOEREN AFVOERLEIDINGEN 56 | Number | pcs
5.2.03.03 | 5.2.03.03 | 5.2.03.03 | BRANDWERENDE DOORVOEREN AFVOERLEIDINGEN 63 | Number | pcs
5.2.03.04 | 5.2.03.04 | 5.2.03.04 | BRANDWERENDE DOORVOEREN AFVOERLEIDINGEN 75 | Number | pcs
5.2.03.05 | 5.2.03.05 | 5.2.03.05 | BRANDWERENDE DOORVOEREN AFVOERLEIDINGEN 90 | Number | pcs
5.2.03.06 | 5.2.03.06 | 5.2.03.06 | BRANDWERENDE DOORVOEREN AFVOERLEIDINGEN 100 | Number | pcs
5.2.04.01 | 5.2.04.01 | 5.2.04.01 | Aansluiting op ondergrondse riolering Ø110mm - vloer | Number | pcs
5.2.04.02 | 5.2.04.02 | 5.2.04.02 | Aansluiting op ondergrondse riolering Ø110mm - wand | Number | pcs
5.2.04.03 | 5.2.04.03 | 5.2.04.03 | Aansluiting op ondergrondse riolering Ø160mm - wand | Number | pcs
5.2.04.05 | 5.2.04.05 | 5.2.04.05 | Aansluiting op ondergrondse riolering Ø250mm - wand | Number | pcs
5.2.04.06 | 5.2.04.06 | 5.2.04.06 | Aansluiting op ondergrondse riolering Ø75mm - Ventilatie | Number | pcs
5.2.04.07 | 5.2.04.07 | 5.2.04.07 | Aansluiting op ondergrondse riolering Ø75mm - vloer | Number | pcs
5.2.11.00 | 5.2.11.00 | 5.2.11.00 | Sand Pond | Volume | m3
5.2.11.10 | 5.2.11.10 | 5.2.11.10 | Rainwater drainage pipelines in the building General | Length | m1
5.2.11.11 | 5.2.11.11 | 5.2.11.11 | Rainwater drainage pipelines inside the building Copper | Length | m1
5.2.11.13 | 5.2.11.13 | 5.2.11.13 | Rainwater drainage pipelines inside the building Steel | Length | m1
5.2.11.14 | 5.2.11.14 | 5.2.11.14 | Rainwater drainage pipelines inside the building Cast iron | Length | m1
5.2.11.15 | 5.2.11.15 | 5.2.11.15 | Rainwater drainage pipelines inside the building PE | Length | m1
5.2.11.16 | 5.2.11.16 | 5.2.11.16 | Rainwater drainage pipelines inside the building Aluminium | Length | m1
5.2.11.17 | 5.2.11.17 | 5.2.11.17 | Rainwater drainage pipelines in the building Zinc | Length | m1
5.2.12.10 | 5.2.12.10 | 5.2.12.10 | Rainwater drainage pipelines outside the building General | Length | m1
5.2.12.11 | 5.2.12.11 | 5.2.12.11 | Rainwater drainage pipelines outside the building Copper | Length | m1
5.2.12.12 | 5.2.12.12 | 5.2.12.12 | Rainwater drainage pipelines outside the building PVC | Length | m1
5.2.12.13 | 5.2.12.13 | 5.2.12.13 | Rainwater drainage pipelines outside the building Steel | Length | m1
5.2.12.14 | 5.2.12.14 | 5.2.12.14 | Rainwater drainage pipelines outside the building Cast iron | Length | m1
5.2.12.15 | 5.2.12.15 | 5.2.12.15 | Rainwater drainage pipelines outside the building PE | Length | m1
5.2.12.16 | 5.2.12.16 | 5.2.12.16 | Rainwater drainage pipelines outside the building Aluminium | Length | m1
5.2.12.17 | 5.2.12.17 | 5.2.12.17 | Rainwater drainage pipelines outside the building Zinc | Length | m1
5.2.16.00 | 5.2.16.00 | 5.2.16.00 | Cellar Pump (Sump pump) | Diameter | mm
5.2.32.00 | 5.2.32.00 | 5.2.32.00 | Oil and Petrol Interceptor | Volume | L
5.2.32.21 | 5.2.32.21 | 5.2.32.21 | WATERZUIVERINGSTATION (LEIDINGEN DOOR Onderaannemer) (4620) | Number | pcs
5.3.01.02 | 5.3.01.02 | 5.3.01.02 | Isolatie minerale wol – gewapende alu-folie DN 15 | Length | m1
5.3.01.03 | 5.3.01.03 | 5.3.01.03 | Isolatie minerale wol – gewapende alu-folie DN 20 | Length | m1
5.3.01.05 | 5.3.01.05 | 5.3.01.05 | Isolatie minerale wol – gewapende alu-folie DN 32 | Length | m1
5.3.01.06 | 5.3.01.06 | 5.3.01.06 | Isolatie minerale wol - afwerking aluminium bladen DN20 | Length | m1
5.3.01.07 | 5.3.01.07 | 5.3.01.07 | Isolatie koud, regen en/of zacht waterleiding met synthetisch schuimrubber | Length | m1
5.3.02.01 | 5.3.02.01 | 5.3.02.01 | piping -NOISE INSOLATION pipes Ø40 | Length | m1
5.3.02.02 | 5.3.02.02 | 5.3.02.02 | piping -NOISE INSOLATION pipes Ø50 | Length | m1
5.3.02.03 | 5.3.02.03 | 5.3.02.03 | piping -NOISE INSOLATION pipes Ø56 | Length | m1
5.3.02.04 | 5.3.02.04 | 5.3.02.04 | piping -NOISE INSOLATION pipes Ø63 | Length | m1
5.3.02.05 | 5.3.02.05 | 5.3.02.05 | piping -NOISE INSOLATION pipes Ø75 | Length | m1
5.3.02.06 | 5.3.02.06 | 5.3.02.06 | piping -NOISE INSOLATION pipes Ø90 | Length | m1
5.3.02.07 | 5.3.02.07 | 5.3.02.07 | piping -NOISE INSOLATION pipes Ø110 | Length | m1
5.3.02.09 | 5.3.02.09 | 5.3.02.09 | piping -NOISE INSOLATION pipes Ø160 | Length | m1
5.3.02.11 | 5.3.02.11 | 5.3.02.11 | GELUIDSISOLATIE leidingen Ø250 | Length | m1
5.3.11.01 | 5.3.11.01 | 5.3.11.01 | Piping network - Drinking Water | Length | m1
5.3.11.10 | 5.3.11.10 | 5.3.11.10 | Refrigerated drinking fountain | Number | pcs
5.3.14.00 | 5.3.14.00 | 5.3.14.00 | Pressure increase group (Multicellular) | Amount | # of Pumps
5.3.14.10 | 5.3.14.10 | 5.3.14.10 | Hydrophore pump | Diameter | mm
5.3.14.15 | 5.3.14.15 | 5.3.14.15 | Pressure Vessel Water | Volume | L
5.3.19.00 | 5.3.19.00 | 5.3.19.00 | Drinking water storage (plastic storage tank) | Volume | L
5.3.19.10 | 5.3.19.10 | 5.3.19.10 | Water storage (sprinkler) - above ground | Volume | L
5.3.19.20 | 5.3.19.20 | 5.3.19.20 | Water storage (sprinkler) - Underground | Flow rate | L
5.3.20.02 | 5.3.20.02 | 5.3.20.02 | Motor Pump HSW | Diameter | mm
5.3.20.03 | 5.3.20.03 | 5.3.20.03 | Collector sanitary water | Number | pcs
5.3.20.06 | 5.3.20.06 | 5.3.20.06 | Leidingen in verzinkt staal DN80 | Length | m1
5.3.20.08 | 5.3.20.08 | 5.3.20.08 | Sanitary Cold water piping | Length | m1
5.3.20.10 | 5.3.20.10 | 5.3.20.10 | Diffusion-tight three-layer plastic pipes DN32 | Length | m1
5.3.21.01 | 5.3.21.01 | 5.3.21.01 | Electric Water Heater (flow-through) | Volume | L
5.3.21.05 | 5.3.21.05 | 5.3.21.05 | Water heater with Heat Pump | Diameter | mm
5.3.22.00 | 5.3.22.00 | 5.3.22.00 | Atmospheric Water Heater | Volume | L
5.3.22.10 | 5.3.22.10 | 5.3.22.10 | Central Heating Water Heater | Power | W
5.3.22.20 | 5.3.22.20 | 5.3.22.20 | Storage Vessel HSW | Volume | L
5.3.22.30 | 5.3.22.30 | 5.3.22.30 | Solar Panels (HSW) | Area | m2
5.3.22.31 | 5.3.22.31 | 5.3.22.31 | Solar Boiler Storage Tank (HSW) | Volume | L
5.3.23.00 | 5.3.23.00 | 5.3.23.00 | Plate Heat Exchanger HSW (Stainless Steel) | Power | kW
5.3.24.00 | 5.3.24.00 | 5.3.24.00 | Direct on gas water heating unit | Power | kW
5.3.30.00 | 5.3.30.00 | 5.3.30.00 | Piping (Process water) | Length | m1
5.3.30.10 | 5.3.30.10 | 5.3.30.10 | Runner Pumps (Process Water) | Diameter | mm
5.3.34.00 | 5.3.34.00 | 5.3.34.00 | Runner Pumps (Pool Water) | Diameter | mm
5.3.34.10 | 5.3.34.10 | 5.3.34.10 | Vacuum Cleaner Pump (Balai Pump) | Diameter | mm
5.3.34.20 | 5.3.34.20 | 5.3.34.20 | Piping (Pool water) | Length | m1
5.3.34.30 | 5.3.34.30 | 5.3.34.30 | Buffer Tank | Volume | L
5.3.50.00 | 5.3.50.00 | 5.3.50.00 | Conductivity Meter | Number | pcs
5.3.50.10 | 5.3.50.10 | 5.3.50.10 | pH Meter | Number | pcs
5.3.50.20 | 5.3.50.20 | 5.3.50.20 | Automatic Hardness Meter | Number | pcs
5.3.50.30 | 5.3.50.30 | 5.3.50.30 | Cl and pH Analysis System | Number | pcs
5.3.51.00 | 5.3.51.00 | 5.3.51.00 | Prefilter | Number | pcs
5.3.51.11 | 5.3.51.11 | 5.3.51.11 | Bernoulli Filter | Number | pcs
5.3.54.10 | 5.3.54.10 | 5.3.54.10 | Salt Electrolysis | Number | pcs
5.3.54.20 | 5.3.54.20 | 5.3.54.20 | Demineralised water system | Number | pcs
5.4.01.02 | 5.4.01.02 | 5.4.01.02 | Opbouwwastafel met koud water | Number | pcs
5.4.01.03 | 5.4.01.03 | 5.4.01.03 | Inbouwwastafel met koud water | Number | pcs
5.4.01.06 | 5.4.01.06 | 5.4.01.06 | Wastafel met onderbouwkastje met koud water | Number | pcs
5.4.01.07 | 5.4.01.07 | 5.4.01.07 | Wastafel met onderbouwkastje met koud en warm water | Number | pcs
5.4.01.08 | 5.4.01.08 | 5.4.01.08 | Wastafel voor MIVA met koud water | Number | pcs
5.4.01.09 | 5.4.01.09 | 5.4.01.09 | Wastafel voor MIVA met koud en warm water | Number | pcs
5.4.01.10 | 5.4.01.10 | 5.4.01.10 | Wastafel in RVS met onderbouwkastje in RVS met koud water | Number | pcs
5.4.02.02 | 5.4.02.02 | 5.4.02.02 | Spiegel - standaard | Number | pcs
5.4.02.03 | 5.4.02.03 | 5.4.02.03 | Kantelspiegel voor MIVA | Number | pcs
5.4.03.01 | 5.4.03.01 | 5.4.03.01 | Hang WC met ingebouwd inbouwspoelreservoir Standaard | Number | pcs
5.4.03.02 | 5.4.03.02 | 5.4.03.02 | Hang WC met ingebouwd inbouwspoelreservoir voor MIVA | Number | pcs
5.4.03.03 | 5.4.03.03 | 5.4.03.03 | Hang WC RVS met ingebouwd inbouwspoelreservoir | Number | pcs
5.4.04.01 | 5.4.04.01 | 5.4.04.01 | Vast grijpbare handgreep voor WC MIVA | Number | pcs
5.4.04.02 | 5.4.04.02 | 5.4.04.02 | Opklapbare handgreep voor WC MIVA – lengte 900mm | Number | pcs
5.4.07.01 | 5.4.07.01 | 5.4.07.01 | Vaste grijpbaar – douche | Number | pcs
5.4.07.02 | 5.4.07.02 | 5.4.07.02 | Douchezitje | Number | pcs
5.4.07.03 | 5.4.07.03 | 5.4.07.03 | Schuideur voor douche | Number | pcs
5.4.07.04 | 5.4.07.04 | 5.4.07.04 | Opklapbare grijpbaar | Number | pcs
5.4.07.05 | 5.4.07.05 | 5.4.07.05 | opklapbare grijpbaar – douche | Number | pcs
5.4.07.11 | 5.4.07.11 | 5.4.07.11 | Vaste grijpbaar – bad | Number | pcs
5.4.09.01 | 5.4.09.01 | 5.4.09.01 | Uitgietbak koud en warm water | Number | pcs
5.4.10.02 | 5.4.10.02 | 5.4.10.02 | Gevelplaat - vorstvrije buitenkraan | Number | pcs
5.4.11.00 | 5.4.11.00 | 5.4.11.00 | Gas Piping | Length | m1
5.4.11.10 | 5.4.11.10 | 5.4.11.10 | Gas Valve | Number | pcs
5.4.21.00 | 5.4.21.00 | 5.4.21.00 | Compressed Air - Piston Compressor | Volume | L
5.4.21.02 | 5.4.21.02 | 5.4.21.02 | Compressed Air - Lubricated Screw Compressor | Volume | L
5.4.21.03 | 5.4.21.03 | 5.4.21.03 | Compressed Air - Dry Screw Compressor | Volume | L
5.4.21.10 | 5.4.21.10 | 5.4.21.10 | Cooling or Freeze Dryer | Power | kW
5.4.21.11 | 5.4.21.11 | 5.4.21.11 | Adsorption dryer (Electrical regeneration) | Power | kW
5.4.21.20 | 5.4.21.20 | 5.4.21.20 | Pressure Vessel Compressed Air | Volume | L
5.4.21.30 | 5.4.21.30 | 5.4.21.30 | Compressed Air Filter | Number | pcs
5.4.21.40 | 5.4.21.40 | 5.4.21.40 | Compressed Air Piping | Length | m1
5.4.22.00 | 5.4.22.00 | 5.4.22.00 | Vacuum Pump | Diameter | mm
5.5.12.10 | 5.5.12.10 | 5.5.12.10 | Heat Pump Air - Water (Internal Unit) 10-60 kW, < 5 ton CO2 eq | Power | kW
5.5.12.11 | 5.5.12.11 | 5.5.12.11 | Heat Pump Air - Water (External Unit) 10-60 kW, < 5 ton CO2 eq | Power | kW
5.5.12.14 | 5.5.12.14 | 5.5.12.14 | Heat Pump Air - Water (External Unit) 10-60 kW, >= 5 ton CO2 eq < 50 ton CO2 eq. | Power | kW
5.5.12.15 | 5.5.12.15 | 5.5.12.15 | Heat Pump Air - Water (Internal and External Unit) 10-60 kW, >= 5 ton CO2 eq < 50 ton CO2 eq. | Power | kW
5.5.12.16 | 5.5.12.16 | 5.5.12.16 | Heat Pump Air - Water (Internal Unit) 10-60 kW, >= 50 ton CO2 eq. < 500 ton CO2 eq. | Power | kW
5.5.12.17 | 5.5.12.17 | 5.5.12.17 | Heat Pump Air - Water (In- and External Unit) 10-60 kW, >= 50 ton CO2 eq. < 500 ton CO2 eq. | Power | kW
5.5.12.18 | 5.5.12.18 | 5.5.12.18 | Heat Pump Air - Water (External Unit) 10-60 kW, >= 50 ton CO2 eq. < 500 ton CO2 eq. | Power | kW
5.5.12.19 | 5.5.12.19 | 5.5.12.19 | Heat Pump Air - Water (Internal Unit) 61 - 150 kW, < 5 ton CO2 eq | Power | kW
5.5.12.20 | 5.5.12.20 | 5.5.12.20 | Heat Pump Air - Water (External Unit) 61 - 150 kW, < 5 ton CO2 eq | Power | kW
5.5.12.22 | 5.5.12.22 | 5.5.12.22 | Heat Pump Air - Water (Internal Unit) 61 - 150 kW, >= 5 ton CO2 eq < 50 ton CO2 eq. | Power | kW
5.5.12.23 | 5.5.12.23 | 5.5.12.23 | Heat Pump Air - Water (External Unit) 61 - 150 kW, >= 5 ton CO2 eq < 50 ton CO2 eq. | Power | kW
5.5.12.24 | 5.5.12.24 | 5.5.12.24 | Heat Pump Air - Water (Internal and External Unit) 61 - 150 kW, >= 5 ton CO2 eq < 50 ton CO2 eq. | Power | kW
5.5.12.25 | 5.5.12.25 | 5.5.12.25 | Heat Pump Air - Water (Internal Unit) 61 - 150 kW, >= 50 ton CO2 eq. < 500 ton CO2 eq. | Power | kW
5.5.12.26 | 5.5.12.26 | 5.5.12.26 | Heat Pump Air - Water (External Unit) 61 - 150 kW, >= 50 ton CO2 eq. < 500 ton CO2 eq. | Power | kW
5.5.12.27 | 5.5.12.27 | 5.5.12.27 | Heat Pump Air - Water (Internal and External Unit) 61 - 150 kW, >= 50 ton CO2 eq. < 500 ton CO2 eq. | Power | kW
5.5.12.28 | 5.5.12.28 | 5.5.12.28 | Heat Pump Air - Water (Internal Unit) 151 - 300 kW, < 5 ton CO2 eq | Power | kW
5.5.12.29 | 5.5.12.29 | 5.5.12.29 | Heat Pump Air - Water (External Unit) 151 - 300 kW, < 5 ton CO2 eq | Power | kW
5.5.12.30 | 5.5.12.30 | 5.5.12.30 | Heat Pump Air - Water (Internal and External Unit) 151 - 300 kW, < 5 ton CO2 eq | Power | kW
5.5.12.31 | 5.5.12.31 | 5.5.12.31 | Heat Pump Air - Water (Internal Unit) 151 -300 kW, >= 5 ton CO2 eq < 50 ton CO2 eq. | Power | kW
5.5.12.32 | 5.5.12.32 | 5.5.12.32 | Heat Pump Air - Water (External Unit) 151 -300 kW, >= 5 ton CO2 eq < 50 ton CO2 eq. | Power | kW
5.5.12.33 | 5.5.12.33 | 5.5.12.33 | Heat Pump Air - Water (Internal and External Unit) 151 -300 kW, >= 5 ton CO2 eq < 50 ton CO2 eq. | Power | kW
5.5.12.34 | 5.5.12.34 | 5.5.12.34 | Heat Pump Air - Water (Internal Unit)151 - 300kW, >= 5 ton CO2 eq < 50 ton CO2 eq. | Power | kW
5.5.12.35 | 5.5.12.35 | 5.5.12.35 | Heat Pump Air - Water (External Unit)151 - 300kW, >= 5 ton CO2 eq < 50 ton CO2 eq. | Power | kW
5.5.12.36 | 5.5.12.36 | 5.5.12.36 | Heat Pump Air - Water (Internal and External Unit)151 - 300kW, >= 5 ton CO2 eq < 50 ton CO2 eq. | Power | kW
5.5.12.45 | 5.5.12.45 | 5.5.12.45 | Split unit (Internal and External Unit) - reversible | Power | kW
5.5.12.51 | 5.5.12.51 | 5.5.12.51 | ONTSPANNINGDOOS MET BATT. (Luchtregelklep) (3810) | Flow rate | m3/h
5.5.13.10 | 5.5.13.10 | 5.5.13.10 | Heat Pump Air - Air (Internal Unit) 10-60 kW, < 5 ton CO2 eq | Power | kW
5.5.13.11 | 5.5.13.11 | 5.5.13.11 | Heat Pump Air - Air (External Unit) 10-60 kW, < 5 ton CO2 eq | Power | kW
5.5.13.12 | 5.5.13.12 | 5.5.13.12 | Heat Pump Air - Air (Internal and External Unit) 10-60 kW, < 5 ton CO2 eq | Power | kW
5.5.13.13 | 5.5.13.13 | 5.5.13.13 | Heat Pump Air - Air (Internal Unit) 10-60 kW, >= 5 ton CO2 eq < 50 ton CO2 eq. | Power | kW
5.5.13.14 | 5.5.13.14 | 5.5.13.14 | Heat Pump Air - Air (External Unit) 10-60 kW, >= 5 ton CO2 eq < 50 ton CO2 eq. | Power | kW
5.5.13.15 | 5.5.13.15 | 5.5.13.15 | Heat Pump Air - Air (Internal and External Unit) 10-60 kW, >= 5 ton CO2 eq < 50 ton CO2 eq. | Power | kW
5.5.13.16 | 5.5.13.16 | 5.5.13.16 | Heat Pump Air - Air (Internal Unit) 10-60 kW, >= 50 ton CO2 eq. < 500 ton CO2 eq. | Power | kW
5.5.13.17 | 5.5.13.17 | 5.5.13.17 | Heat Pump Air - Air (In- and External Unit) 10-60 kW, >= 50 ton CO2 eq. < 500 ton CO2 eq. | Power | kW
5.5.13.18 | 5.5.13.18 | 5.5.13.18 | Heat Pump Air - Air (External Unit) 10-60 kW, >= 50 ton CO2 eq. < 500 ton CO2 eq. | Power | kW
5.5.13.19 | 5.5.13.19 | 5.5.13.19 | Heat Pump Air - Air (Internal Unit) 61 - 150 kW, < 5 ton CO2 eq | Power | kW
5.5.13.20 | 5.5.13.20 | 5.5.13.20 | Heat Pump Air - Air (External Unit) 61 - 150 kW, < 5 ton CO2 eq | Power | kW
5.5.13.21 | 5.5.13.21 | 5.5.13.21 | Heat Pump Air - Air (Internal and External Unit) 61 - 150 kW, < 5 ton CO2 eq | Power | kW
5.5.13.22 | 5.5.13.22 | 5.5.13.22 | Heat Pump Air - Air (Internal Unit) 61 - 150 kW, >= 5 ton CO2 eq < 50 ton CO2 eq. | Power | kW
5.5.13.23 | 5.5.13.23 | 5.5.13.23 | Heat Pump Air - Air (External Unit) 61 - 150 kW, >= 5 ton CO2 eq < 50 ton CO2 eq. | Power | kW
5.5.13.24 | 5.5.13.24 | 5.5.13.24 | Heat Pump Air - Air (Internal and External Unit) 61 - 150 kW, >= 5 ton CO2 eq < 50 ton CO2 eq. | Power | kW
5.5.13.25 | 5.5.13.25 | 5.5.13.25 | Heat Pump Air - Air (Internal Unit) 61 - 150 kW, >= 50 ton CO2 eq. < 500 ton CO2 eq. | Power | kW
5.5.13.26 | 5.5.13.26 | 5.5.13.26 | Heat Pump Air - Air (External Unit) 61 - 150 kW, >= 50 ton CO2 eq. < 500 ton CO2 eq. | Power | kW
5.5.13.27 | 5.5.13.27 | 5.5.13.27 | Heat Pump Air - Air (Internal and External Unit) 61 - 150 kW, >= 50 ton CO2 eq. < 500 ton CO2 eq. | Power | kW
5.5.13.28 | 5.5.13.28 | 5.5.13.28 | Heat Pump Air - Air (Internal Unit) 151 - 300 kW, < 5 ton CO2 eq | Power | kW
5.5.13.29 | 5.5.13.29 | 5.5.13.29 | Heat Pump Air - Air (External Unit) 151 - 300 kW, < 5 ton CO2 eq | Power | kW
5.5.13.30 | 5.5.13.30 | 5.5.13.30 | Heat Pump Air - Air (Internal and External Unit) 151 - 300 kW, < 5 ton CO2 eq | Power | kW
5.5.13.31 | 5.5.13.31 | 5.5.13.31 | Heat Pump Air - Air (Internal Unit) 151 -300 kW, >= 5 ton CO2 eq < 50 ton CO2 eq. | Power | kW
5.5.13.32 | 5.5.13.32 | 5.5.13.32 | Heat Pump Air - Air (External Unit) 151 -300 kW, >= 5 ton CO2 eq < 50 ton CO2 eq. | Power | kW
5.5.13.33 | 5.5.13.33 | 5.5.13.33 | Heat Pump Air - Air (Internal and External Unit) 151 -300 kW, >= 5 ton CO2 eq < 50 ton CO2 eq. | Power | kW
5.5.13.34 | 5.5.13.34 | 5.5.13.34 | Heat Pump Air - Air (Internal Unit)151 - 300kW, >= 5 ton CO2 eq < 50 ton CO2 eq. | Power | kW
5.5.13.35 | 5.5.13.35 | 5.5.13.35 | Heat Pump Air - Air (External Unit)151 - 300kW, >= 5 ton CO2 eq < 50 ton CO2 eq. | Power | kW
5.5.13.36 | 5.5.13.36 | 5.5.13.36 | Heat Pump Air - Air (Internal and External Unit)151 - 300kW, >= 5 ton CO2 eq < 50 ton CO2 eq. | Power | kW
5.5.21.00 | 5.5.21.00 | 5.5.21.00 | Cooling Unit Scroll/Semi-Hermetic Compressor (coolgroup < 12 kW; < 5 ton CO2 eq.) | Power | kW
5.5.21.01 | 5.5.21.01 | 5.5.21.01 | Cooling Unit Piston Compressor (coolgroup < 12 kW; < 5 ton CO2 eq.) | Power | kW
5.5.21.02 | 5.5.21.02 | 5.5.21.02 | Cooling Unit Centrifugal Compressor (coolgroup < 12 kW; < 5 ton CO2 eq.) | Power | kW
5.5.21.03 | 5.5.21.03 | 5.5.21.03 | Cool Unit Screw Compressor (coolgroup < 12 kW; < 5 ton CO2 eq.) | Power | kW
5.5.21.04 | 5.5.21.04 | 5.5.21.04 | Ammonia Cooling Unit | Power | kW
5.5.21.06 | 5.5.21.06 | 5.5.21.06 | Cooling Unit Piston Compressor (coolgroup >= 12 kW; >= 5 ton CO2 eq. < 50 ton CO2 eq.) | Power | kW
5.5.21.07 | 5.5.21.07 | 5.5.21.07 | Cooling unit Centrifugal compressor (coolgroup >= 12 kW; >= 5 ton CO2 eq. < 50 ton CO2 eq.) | Power | kW
5.5.21.08 | 5.5.21.08 | 5.5.21.08 | Cooling Unit Scroll/Semi-Hermetic Compressor (coolgroup >= 12 kW; >= 5 ton CO2 eq. < 50 ton CO2 eq.) | Power | kW
5.5.21.09 | 5.5.21.09 | 5.5.21.09 | Cooling Unit Scroll/Semi-Hermetic Compressor (coolgroup >= 12 kW; >= 500 ton CO2 eq.) | Power | kW
5.5.21.22 | 5.5.21.22 | 5.5.21.22 | Dry Cooler (coolgroup < 12 kW; >= 5 ton CO2 eq. < 50 ton CO2 eq.) | Power | kW
5.5.21.23 | 5.5.21.23 | 5.5.21.23 | Dry Cooler (coolgroup >= 12 kW; >= 5 ton CO2 eq. < 50 ton CO2 eq.) | Power | kW
5.5.21.30 | 5.5.21.30 | 5.5.21.30 | Cooling Unit Centrifugal compressor (coolgroup > 2 MW; >= 50 ton CO2 eq. <= 500 ton CO2 eq.) | Power | kW
5.5.21.32 | 5.5.21.32 | 5.5.21.32 | Cooling Unit Scroll/Semi-Hermetic Compressor (coolgroup >= 12 kW; >= 50 ton CO2 eq. < 500 ton CO2 eq.) | Power | kW
5.5.21.33 | 5.5.21.33 | 5.5.21.33 | Cooling Unit Piston Compressor (coolgroup >= 12 kW; >= 50 ton CO2 eq. < 500 ton CO2 eq.) | Power | kW
5.5.21.34 | 5.5.21.34 | 5.5.21.34 | Dry Cooler (coolgroup >= 12 kW; >= 50 ton CO2 eq.) | Power | kW
5.5.21.35 | 5.5.21.35 | 5.5.21.35 | Cooling unit Centrifugal compressor (coolgroup >= 12 kW; >= 50 ton CO2 eq. < 500 ton eq.) | Power | kW
5.5.21.36 | 5.5.21.36 | 5.5.21.36 | Cooling Unit Scroll/Semi-Hermetic Compressor (coolgroup < 12 kW; >= 5 ton CO2 eq. < 50 ton CO2 eq.) | Power | kW
5.5.21.37 | 5.5.21.37 | 5.5.21.37 | Cool Unit Screw Compressor (coolgroup < 12 kW; >= 5 ton CO2 eq. <= 50 ton CO2 eq.) | Power | kW
5.5.21.38 | 5.5.21.38 | 5.5.21.38 | Cool Unit Screw Compressor (coolgroup >= 12 kW; >= 5 ton CO2 eq. < 50 ton CO2 eq.) | Power | kW
5.5.21.39 | 5.5.21.39 | 5.5.21.39 | Cool Unit Screw Compressor (coolgroup >= 12 kW; >= 50 ton CO2 eq. < 500 ton CO2 eq.) | Power | kW
5.5.21.40 | 5.5.21.40 | 5.5.21.40 | Cooling Unit Piston Compressor (coolgroup >= 12 kW; >= 500 ton CO2 eq.) | Power | kW
5.5.21.41 | 5.5.21.41 | 5.5.21.41 | Cooling Unit Centrifugal Compressor (coolgroup >= 12 kW; < 5 ton CO2 eq.) | Power | kW
5.5.21.42 | 5.5.21.42 | 5.5.21.42 | Cooling Unit Centrifugal Compressor (coolgroup >= 12 kW; >= 500 ton CO2 eq.) | Power | kW
5.5.21.43 | 5.5.21.43 | 5.5.21.43 | Cool Unit Screw Compressor (coolgroup >= 12 kW; >= 500 ton CO2 eq.) | Power | kW
5.5.21.44 | 5.5.21.44 | 5.5.21.44 | Cooling Unit Scroll/Semi-Hermetic Compressor (coolgroup > 2 MW; >= 50 ton CO2 eq. <= 500 ton CO2 eq.) | Power | kW
5.5.21.45 | 5.5.21.45 | 5.5.21.45 | Cooling Unit Piston Compressor (coolgroup > 2 MW; >= 50 ton CO2 eq. <= 500 ton CO2 eq.) | Power | kW
5.5.21.47 | 5.5.21.47 | 5.5.21.47 | Cooling Unit Screw Compressor (coolgroup > 2 MW; >= 50 ton CO2 eq. <= 500 ton CO2 eq.) | Power | kW
5.5.22.00 | 5.5.22.00 | 5.5.22.00 | Absorption Cooling Unit | Power | kW
5.5.30.00 | 5.5.30.00 | 5.5.30.00 | Closed Expansion Vessel Cooling | Volume | L
5.5.30.01 | 5.5.30.01 | 5.5.30.01 | Expansion Vessel with compressor Cooling | Power | kW
5.5.30.02 | 5.5.30.02 | 5.5.30.02 | Liquid Receiver | Power | kW
5.5.30.05 | 5.5.30.05 | 5.5.30.05 | Pressure Steps Deaerator Cooling | Power | kW
5.5.30.10 | 5.5.30.10 | 5.5.30.10 | Circulation Pump Cooling | Diameter | mm
5.5.30.20 | 5.5.30.20 | 5.5.30.20 | Double Circulation Pump Cooling | Diameter | mm
5.5.30.30 | 5.5.30.30 | 5.5.30.30 | Inline Pump Cooling | Diameter | mm
5.5.30.40 | 5.5.30.40 | 5.5.30.40 | Double Inline Pump Cooling | Diameter | mm
5.5.30.50 | 5.5.30.50 | 5.5.30.50 | Motor Pump Cooling | Diameter | mm
5.5.30.70 | 5.5.30.70 | 5.5.30.70 | Motorised 2-way Valve/Butterfly Valve Cooling | Number | pcs
5.5.30.71 | 5.5.30.71 | 5.5.30.71 | Motorised 3-way Valve/Butterfly Valve Cooling | Number | pcs
5.5.30.81 | 5.5.30.81 | 5.5.30.81 | Tube Heat Exchanger Cooling | Power | kW
5.5.30.85 | 5.5.30.85 | 5.5.30.85 | Buffer Vessel Ice Water | Volume | L
5.5.30.90 | 5.5.30.90 | 5.5.30.90 | Chilled Water Piping | Length | m1
5.5.30.91 | 5.5.30.91 | 5.5.30.91 | Refrigerant Piping | Length | m1
5.5.30.95 | 5.5.30.95 | 5.5.30.95 | Iced Water Collector | Volume | L
5.5.31.00 | 5.5.31.00 | 5.5.31.00 | Cooled Ceiling / Cooled Beam | Area | m2
5.5.31.10 | 5.5.31.10 | 5.5.31.10 | Fan Coil Unit (2-pipes) Cooling | Power | kW
5.5.31.20 | 5.5.31.20 | 5.5.31.20 | Pressure Induction Unit (2-pipes) Cooling | Power | kW
5.6.01.01 | 5.6.01.01 | 5.6.01.01 | Kring circulatieleiding Sanitair warm water | Length | m1
5.6.05.01 | 5.6.05.01 | 5.6.05.01 | Kringsysteem Zonnepanelen (glycolmengsel) | Length | m1
5.6.05.02 | 5.6.05.02 | 5.6.05.02 | Kringsysteem warmtewisselaars Zonnepanelen | Length | m1
5.6.10.00 | 5.6.10.00 | 5.6.10.00 | Closed Expansion Vessel Heating | Volume | L
5.6.10.01 | 5.6.10.01 | 5.6.10.01 | Expansion Vessel with compressor Heating | Volume | L
5.6.10.05 | 5.6.10.05 | 5.6.10.05 | Pressure Steps Deaerator Heating | Power | kW
5.6.10.10 | 5.6.10.10 | 5.6.10.10 | Circulation Pump Heating | Diameter | mm
5.6.10.20 | 5.6.10.20 | 5.6.10.20 | Double Circulation Pump Heating | Diameter | mm
5.6.10.30 | 5.6.10.30 | 5.6.10.30 | Inline Pump Heating | Diameter | mm
5.6.10.40 | 5.6.10.40 | 5.6.10.40 | Double Inline Pump Heating | Diameter | mm
5.6.10.50 | 5.6.10.50 | 5.6.10.50 | Motor Pump Heating | Diameter | mm
5.6.10.81 | 5.6.10.81 | 5.6.10.81 | Central Heating Hot Water Collector | Volume | L
5.6.10.82 | 5.6.10.82 | 5.6.10.82 | Dirt Seperator | Number | pcs
5.6.10.83 | 5.6.10.83 | 5.6.10.83 | Micro-bubble separator | Number | pcs
5.6.10.84 | 5.6.10.84 | 5.6.10.84 | Automatic filling system heating water distribution | Number | pcs
5.6.12.00 | 5.6.12.00 | 5.6.12.00 | Convector | Power | W
5.6.13.00 | 5.6.13.00 | 5.6.13.00 | Circulator Serving Floor Heating | Power | W
5.6.13.01 | 5.6.13.01 | 5.6.13.01 | Floor Heating (Hot Water) | Power | W
5.6.13.05 | 5.6.13.05 | 5.6.13.05 | Floor Heating (Electrical) | Power | W
5.6.20.01 | 5.6.20.01 | 5.6.20.01 | Control Valve | Number | pcs
5.6.20.03 | 5.6.20.03 | 5.6.20.03 | Check valve | Number | pcs
5.6.20.04 | 5.6.20.04 | 5.6.20.04 | Dubbeldienstkraan | Number | pcs
5.6.20.10 | 5.6.20.10 | 5.6.20.10 | Condensate Pot | Diameter | mm
5.6.20.20 | 5.6.20.20 | 5.6.20.20 | Condensate Pump (Ogden Pump) | Diameter | mm
5.6.20.40 | 5.6.20.40 | 5.6.20.40 | Condensate Tank | Volume | L
5.6.20.45 | 5.6.20.45 | 5.6.20.45 | Drainage Tank | Volume | L
5.6.20.46 | 5.6.20.46 | 5.6.20.46 | Drainage point | Number | pcs
5.6.20.50 | 5.6.20.50 | 5.6.20.50 | Piping Network Steam | Number | pcs
5.6.20.60 | 5.6.20.60 | 5.6.20.60 | Steam Collector | Volume | L
5.6.32.00 | 5.6.32.00 | 5.6.32.00 | Fan Coil Unit (2-pipes) Heating | Power | kW
5.6.32.01 | 5.6.32.01 | 5.6.32.01 | Fan Coil Unit (3-pipes) | Power | kW
5.6.32.10 | 5.6.32.10 | 5.6.32.10 | Pressure Induction Unit (2-pipes) Heating | Power | kW
5.6.32.11 | 5.6.32.11 | 5.6.32.11 | Pressure Induction Unit (3-pipes) | Power | kW
5.6.32.12 | 5.6.32.12 | 5.6.32.12 | Pressure Induction Unit (4-pipes) | Power | kW
5.7.02.01 | 5.7.02.01 | 5.7.02.01 | Volumetrische waterverzachter | Number | pcs
5.7.11.01 | 5.7.11.01 | 5.7.11.01 | Smoke Vent (command panel) - Smoke and Heat Extraction System | Number | pcs
5.7.11.02 | 5.7.11.02 | 5.7.11.02 | Window actuator - Smoke and Heat Extraction System | Number | pcs
5.7.12.00 | 5.7.12.00 | 5.7.12.00 | Natural Ventilation (uncontrollable) | Area | m2
5.7.12.10 | 5.7.12.10 | 5.7.12.10 | Natural Ventilation (Controllable) | Area | m2
5.7.12.15 | 5.7.12.15 | 5.7.12.15 | Ventilation hood | Number | pcs
5.7.21.11 | 5.7.21.11 | 5.7.21.11 | Duct Fan Axial >= 10.000m3/h | Flow rate | m3/h
5.7.21.12 | 5.7.21.12 | 5.7.21.12 | Duct Fan Centrif. < 10.000m3/h | Flow rate | m3/h
5.7.21.13 | 5.7.21.13 | 5.7.21.13 | Duct Fan Centrif. >= 10.000m3/h | Flow rate | m3/h
5.7.21.15 | 5.7.21.15 | 5.7.21.15 | Axial Fan | Flow rate | m3/h
5.7.21.20 | 5.7.21.20 | 5.7.21.20 | Smoker`s cabin | Number | pcs
5.7.31.00 | 5.7.31.00 | 5.7.31.00 | Extraction Unit | Flow rate | m3/h
5.7.31.21 | 5.7.31.21 | 5.7.31.21 | Booster - Smoke and Heat Extraction System | Number | pcs
5.7.31.22 | 5.7.31.22 | 5.7.31.22 | Central mechanical extraction system | Number | pcs
5.7.61.00 | 5.7.61.00 | 5.7.61.00 | Air Treatment Unit Component - Cabinet Air Cooler (Iced Water Circuit) | Number | pcs
5.7.61.10 | 5.7.61.10 | 5.7.61.10 | Air Treatment Unit Component - Air Heater (Water) | Power | kW
5.7.61.20 | 5.7.61.20 | 5.7.61.20 | Air Treatment Unit Component - Air Curtain (Water) | Flow rate | m3/h
5.7.70.00 | 5.7.70.00 | 5.7.70.00 | Air Treatment Unit Component - Postheating Battery | Number | pcs
5.7.70.01 | 5.7.70.01 | 5.7.70.01 | Air Treatment Unit Component - Postcooling Battery | Number | pcs
5.7.70.11 | 5.7.70.11 | 5.7.70.11 | Air Treatment Unit Component - Ultrasonic Humidifier | Mass rate | kg/h
5.7.70.12 | 5.7.70.12 | 5.7.70.12 | Air Treatment Unit Component - Gasfired Steam Humidifier | Mass rate | kg/h
5.7.70.20 | 5.7.70.20 | 5.7.70.20 | Air Treatment Unit Component - VAV | Flow rate | m3/h
5.7.70.21 | 5.7.70.21 | 5.7.70.21 | Air Treatment Unit Component - CAV | Flow rate | m3/h
5.7.70.30 | 5.7.70.30 | 5.7.70.30 | Air Treatment Unit Component - Heat Recovery Wheel | Flow rate | m3/h
5.7.70.31 | 5.7.70.31 | 5.7.70.31 | Air Treatment Unit Component - Cross-flow heat exchanger | Power | kW
5.7.70.45 | 5.7.70.45 | 5.7.70.45 | Air Treatment Unit Component - Laminar Supply Air Plenum < 2500 m3/h (Absolute Filters) | Number | pcs
5.7.70.46 | 5.7.70.46 | 5.7.70.46 | Air Treatment Unit Component - Laminar Supply Air Plenum 2.500 - 5.000 m3/h (Absolute Filters) | Number | pcs
5.7.70.47 | 5.7.70.47 | 5.7.70.47 | Air Treatment Unit Component - Laminar Supply Air Plenum 5001 - 10.000 m3/h (Absolute Filters) | Number | pcs
5.7.70.49 | 5.7.70.49 | 5.7.70.49 | Air Treatment Unit Component - Laminar Supply Air Plenum 20.001 - 40.000 m3/h (Absolute Filters) | Number | pcs
5.7.70.51 | 5.7.70.51 | 5.7.70.51 | Air Treatment Unit Component - Filter Section | Flow rate | m3/h
5.7.70.60 | 5.7.70.60 | 5.7.70.60 | Air Treatment Unit Component - Motorised Register | Number | pcs
5.7.70.61 | 5.7.70.61 | 5.7.70.61 | Air Treatment Unit Component - Pulsion Grill (without filter) | Number | pcs
5.7.70.64 | 5.7.70.64 | 5.7.70.64 | Air Treatment Unit Component - Extraction Grill (with filter) | Number | pcs
5.7.70.80 | 5.7.70.80 | 5.7.70.80 | Air Treatment Unit Component - Frequency controller fan (pulsation) | Power | kW
5.7.71.00 | 5.7.71.00 | 5.7.71.00 | Air Treatment Unit Complete - (Filter Section/ 100% fresh Air) | Flow rate | m3/h
5.7.71.01 | 5.7.71.01 | 5.7.71.01 | Air Treatment Unit Complete - (Coarse + Fine Filter/ 100% fresh Air) | Flow rate | m3/h
5.7.71.02 | 5.7.71.02 | 5.7.71.02 | Air Treatment Unit Complete - (Filter Section/ Heat Recuperation) | Flow rate | m3/h
5.7.71.03 | 5.7.71.03 | 5.7.71.03 | Air Treatment Unit Complete - (Coarse + Fine Filter/ Heat Recuperation) | Flow rate | m3/h
5.7.71.10 | 5.7.71.10 | 5.7.71.10 | Air Treatment Unit Complete - (1 battery/Filter section/ 100% fresh Air) | Flow rate | m3/h
5.7.71.11 | 5.7.71.11 | 5.7.71.11 | Air Treatment Unit Complete - (1 battery/Coarse + Fine Filter/ 100% fresh Air) | Flow rate | m3/h
5.7.71.12 | 5.7.71.12 | 5.7.71.12 | Air Treatment Unit Complete - (1 battery/Filter Section/ Heat Recuperation) | Flow rate | m3/h
5.7.71.13 | 5.7.71.13 | 5.7.71.13 | Air Treatment Unit Complete - (1 battery/Coarse + Fine Filter/ Heat Recuperation) | Flow rate | m3/h
5.7.71.20 | 5.7.71.20 | 5.7.71.20 | Air Treatment Unit Complete - (2 batteries (+/-)/Filter section/ 100% fresh Air) | Flow rate | m3/h
5.7.71.21 | 5.7.71.21 | 5.7.71.21 | Air Treatment Unit Complete - (2 batteries (+/-)/Coarse + Fine Filter/ 100% fresh Air) | Flow rate | m3/h
5.7.71.22 | 5.7.71.22 | 5.7.71.22 | Air Treatment Unit Complete - (2 batteries (+/-)/Filter Section/ Heat Recuperation) | Flow rate | m3/h
5.7.71.23 | 5.7.71.23 | 5.7.71.23 | Air Treatment Unit Complete - (2 batteries (+/-)/Coarse + Fine Filter/ Heat Recuperation) | Flow rate | m3/h
5.7.71.30 | 5.7.71.30 | 5.7.71.30 | Air Treatment Unit Complete - (3 batteries (+/-/+)/Filter section/ 100% fresh Air) | Flow rate | m3/h
5.7.71.31 | 5.7.71.31 | 5.7.71.31 | Air Treatment Unit Complete - (3 batteries (+/-/+)/Coarse + Fine Filter/ 100% fresh Air) | Flow rate | m3/h
5.7.71.32 | 5.7.71.32 | 5.7.71.32 | Air Treatment Unit Complete - (3 batteries (+/-/+)/Filter Section/ Heat Recuperation) | Flow rate | m3/h
5.7.71.33 | 5.7.71.33 | 5.7.71.33 | Air Treatment Unit Complete - (3 batteries (+/-/+)/Coarse + Fine Filter/ Heat Recuperation) | Flow rate | m3/h
5.7.71.34 | 5.7.71.34 | 5.7.71.34 | Air Treatment Unit Complete - (3 batteries (+/-/+)/Humidification/Filter section/ 100% fresh Air) | Flow rate | m3/h
5.7.71.35 | 5.7.71.35 | 5.7.71.35 | Air Treatment Unit Complete - (3 batteries (+/-/+)/Humidification/Coarse + Fine Filter/ 100% fresh Air) | Flow rate | m3/h
5.7.71.37 | 5.7.71.37 | 5.7.71.37 | Air Treatment Unit Complete - (3 batteries (+/-/+)/Humidification/Coarse + Fine Filter/ Heat Recuperation) | Flow rate | m3/h
5.8.11.00 | 5.8.11.00 | 5.8.11.00 | Thermostat | Number | pcs
5.8.11.10 | 5.8.11.10 | 5.8.11.10 | Control Panel | Amount | # of Circuits
5.8.21.00 | 5.8.21.00 | 5.8.21.00 | Thermical Energy Meter | Number | pcs
5.8.21.10 | 5.8.21.10 | 5.8.21.10 | Gas Meter | Flow rate | m3/h
5.8.21.12 | 5.8.21.12 | 5.8.21.12 | Steam Meter | Flow rate | m3/h
5.8.21.20 | 5.8.21.20 | 5.8.21.20 | Water Meter | Flow rate | m3/h
5.8.21.30 | 5.8.21.30 | 5.8.21.30 | Electricity Meter | Flow rate | m3/h
5.8.21.40 | 5.8.21.40 | 5.8.21.40 | Compressed Air Meter | Flow rate | m3/h
5.8.21.41 | 5.8.21.41 | 5.8.21.41 | Pressure Meter | Number | pcs
5.8.21.42 | 5.8.21.42 | 5.8.21.42 | Thermometer | Number | pcs
6.1.11.01 | 6.1.11.01 | 6.1.11.01 | Battery String (emergency back up) | Number | pcs
6.1.11.02 | 6.1.11.02 | 6.1.11.02 | Static Switch => emergency net | Number | pcs
6.1.11.03 | 6.1.11.03 | 6.1.11.03 | Battery 12V | Number | pcs
6.1.11.05 | 6.1.11.05 | 6.1.11.05 | Evacuation system - Battery set (public address) | Number | pcs
6.1.11.11 | 6.1.11.11 | 6.1.11.11 | Dynamic UPS | Power | kVA
6.1.11.15 | 6.1.11.15 | 6.1.11.15 | Fuel Tank (Underground) | Volume | L
6.1.11.17 | 6.1.11.17 | 6.1.11.17 | Transfer Pump Fuel (Emergency) | Diameter | mm
6.1.21.00 | 6.1.21.00 | 6.1.21.00 | Earthing Pin | Number | pcs
6.1.21.01 | 6.1.21.01 | 6.1.21.01 | Earthing point | Number | pcs
6.1.21.02 | 6.1.21.02 | 6.1.21.02 | Earthing mat | Number | pcs
6.1.21.10 | 6.1.21.10 | 6.1.21.10 | Earthing Switch | Number | pcs
6.1.41.00 | 6.1.41.00 | 6.1.41.00 | High Voltage Transformator | Power | kVA
6.1.41.01 | 6.1.41.01 | 6.1.41.01 | High Voltage Switch Gear | Power | kVA
6.1.41.10 | 6.1.41.10 | 6.1.41.10 | Capacitor Battery (Cos Phi) | Power | kVA
6.1.41.20 | 6.1.41.20 | 6.1.41.20 | Safety Utilities (Bench, Gloves, stick, ...) | Number | pcs
6.1.41.21 | 6.1.41.21 | 6.1.41.21 | High voltage arrival tension cabinet | Number | pcs
6.1.41.25 | 6.1.41.25 | 6.1.41.25 | High voltage counting cabinet | Number | pcs
6.1.51.00 | 6.1.51.00 | 6.1.51.00 | Main Distribution Board | Amount | # of distributions
6.1.51.10 | 6.1.51.10 | 6.1.51.10 | Distribution Board | Amount | # of distributions
6.1.51.25 | 6.1.51.25 | 6.1.51.25 | Low voltage counting cabinet | Amount | # of distributions
6.1.61.00 | 6.1.61.00 | 6.1.61.00 | 24V / 48V Energy Station | Number | pcs
6.1.61.01 | 6.1.61.01 | 6.1.61.01 | Battery String | Number | pcs
6.1.61.10 | 6.1.61.10 | 6.1.61.10 | Charger and Battery for Electrical Appliances (cars) | Power | kW
6.1.61.11 | 6.1.61.11 | 6.1.61.11 | Charging post (bicycles, cars) | Power | kW
6.1.61.20 | 6.1.61.20 | 6.1.61.20 | PV panelen (9120) | Power | W
6.1.61.21 | 6.1.61.21 | 6.1.61.21 | PV installatie (9110) | Power | W
6.1.61.31 | 6.1.61.31 | 6.1.61.31 | Inverter - wind turbine | Power | kW
6.1.61.41 | 6.1.61.41 | 6.1.61.41 | Low Voltage Transformator | Power | kVA
6.1.61.43 | 6.1.61.43 | 6.1.61.43 | Low Voltage Switch Gear | Power | kVA
6.1.61.45 | 6.1.61.45 | 6.1.61.45 | Low voltage room | Area | m2
6.1.71.00 | 6.1.71.00 | 6.1.71.00 | Lightning Protection | Number | pcs
6.1.71.01 | 6.1.71.01 | 6.1.71.01 | Lightning Protection Earthing Network | Number | pcs
6.1.71.02 | 6.1.71.02 | 6.1.71.02 | Lightning Protection Earthing Pin | Number | pcs
6.2.41.01 | 6.2.41.01 | 6.2.41.01 | CEE Power Outlet | Number | pcs
6.2.41.10 | 6.2.41.10 | 6.2.41.10 | Electrical switchboard cabinet (Low Voltage) | Number | pcs
6.3.40.00 | 6.3.40.00 | 6.3.40.00 | Switch | Number | pcs
6.3.40.01 | 6.3.40.01 | 6.3.40.01 | Key Switch | Number | pcs
6.3.40.20 | 6.3.40.20 | 6.3.40.20 | Movement Switch | Amount | # of switches
6.3.40.21 | 6.3.40.21 | 6.3.40.21 | Presence Switch | Amount | # of switches
6.3.40.22 | 6.3.40.22 | 6.3.40.22 | Twilight Switch | Amount | # of switches
6.3.40.30 | 6.3.40.30 | 6.3.40.30 | Dimmer | Number | pcs
6.3.41.02 | 6.3.41.02 | 6.3.41.02 | TL-TL HF Appliance | Number | pcs
6.3.41.03 | 6.3.41.03 | 6.3.41.03 | TL-Circular TL | Number | pcs
6.3.41.10 | 6.3.41.10 | 6.3.41.10 | CTL Appliance (E14-E27) | Number | pcs
6.3.41.11 | 6.3.41.11 | 6.3.41.11 | CTL Appliance (2-pins) | Number | pcs
6.3.41.12 | 6.3.41.12 | 6.3.41.12 | CTL Appliance (4-pins) | Number | pcs
6.3.41.20 | 6.3.41.20 | 6.3.41.20 | Discharge Appliance-SON | Number | pcs
6.3.41.21 | 6.3.41.21 | 6.3.41.21 | Discharge Appliance-HPL | Number | pcs
6.3.41.22 | 6.3.41.22 | 6.3.41.22 | Discharge Appliance-HPI | Number | pcs
6.3.41.23 | 6.3.41.23 | 6.3.41.23 | Discharge Appliance-SOX | Number | pcs
6.3.41.24 | 6.3.41.24 | 6.3.41.24 | Discharge Appliance-CDM | Number | pcs
6.3.41.25 | 6.3.41.25 | 6.3.41.25 | Discharge Appliance-MHN | Number | pcs
6.3.41.40 | 6.3.41.40 | 6.3.41.40 | LED-Tube Lamp (T5 - 230V) | Number | pcs
6.3.41.41 | 6.3.41.41 | 6.3.41.41 | LED-Tube Lamp (T8 - 230V) | Number | pcs
6.3.41.42 | 6.3.41.42 | 6.3.41.42 | LED-Lamp/spot (E14/E27 - 230V) | Number | pcs
6.3.41.43 | 6.3.41.43 | 6.3.41.43 | LED-Spot (G9 - 230V) | Number | pcs
6.3.41.44 | 6.3.41.44 | 6.3.41.44 | LED-Spot (GU10 - 230V) | Number | pcs
6.3.41.45 | 6.3.41.45 | 6.3.41.45 | LED-Spot (AR111 - 230V) | Number | pcs
6.3.41.46 | 6.3.41.46 | 6.3.41.46 | LED-Spot (GX53 - 230V) | Number | pcs
6.3.41.47 | 6.3.41.47 | 6.3.41.47 | LED Lighting strip | Length | m1
6.3.44.00 | 6.3.44.00 | 6.3.44.00 | Halogen Appliance (24V) | Number | pcs
6.3.44.10 | 6.3.44.10 | 6.3.44.10 | LED-Spot (MR11/MR16 - 12V) | Number | pcs
6.3.44.11 | 6.3.44.11 | 6.3.44.11 | LED-Spot (AR111 - 12V) | Number | pcs
6.3.54.00 | 6.3.54.00 | 6.3.54.00 | Central Emergency Lighting (24V) | Number | pcs
6.3.75.00 | 6.3.75.00 | 6.3.75.00 | Neon Lighting | Number | pcs
6.3.75.01 | 6.3.75.01 | 6.3.75.01 | Transformer for Neon Lighting | Number | pcs
6.4.11.00 | 6.4.11.00 | 6.4.11.00 | Stop Light (Red) | Number | pcs
6.4.11.01 | 6.4.11.01 | 6.4.11.01 | Stop Light (Red, Green) | Number | pcs
6.4.11.02 | 6.4.11.02 | 6.4.11.02 | Stop Light (Red, Orange, Green) | Number | pcs
6.4.11.10 | 6.4.11.10 | 6.4.11.10 | Parking Management System - Central | Number | pcs
6.4.11.11 | 6.4.11.11 | 6.4.11.11 | Parking Management System - Monitor | Number | pcs
6.4.11.13 | 6.4.11.13 | 6.4.11.13 | Parking Management System - Presence sensor | Number | pcs
6.4.11.14 | 6.4.11.14 | 6.4.11.14 | Parking Management System - Quantity Information Display | Number | pcs
6.4.11.15 | 6.4.11.15 | 6.4.11.15 | Parking Management System - Totem (Count Registration) | Number | pcs
6.4.12.00 | 6.4.12.00 | 6.4.12.00 | Persons Call System | Number | pcs
6.4.12.10 | 6.4.12.10 | 6.4.12.10 | Intervention Call: Alarm light (flash light) | Number | pcs
6.4.12.11 | 6.4.12.11 | 6.4.12.11 | Intervention Call: Acoustic Alarm | Number | pcs
6.4.12.12 | 6.4.12.12 | 6.4.12.12 | Intervention Call: Speaker | Number | pcs
6.4.13.00 | 6.4.13.00 | 6.4.13.00 | Work Time Registration | Number | pcs
6.4.13.10 | 6.4.13.10 | 6.4.13.10 | Mother Clock | Number | pcs
6.4.13.11 | 6.4.13.11 | 6.4.13.11 | Clock | Number | pcs
6.4.14.00 | 6.4.14.00 | 6.4.14.00 | Presence and Occupied Signalisation | Number | pcs
6.4.21.00 | 6.4.21.00 | 6.4.21.00 | Telephone | Number | pcs
6.4.21.01 | 6.4.21.01 | 6.4.21.01 | Telephone connection | Length | m1
6.4.22.00 | 6.4.22.00 | 6.4.22.00 | Intercom | Number | pcs
6.4.24.00 | 6.4.24.00 | 6.4.24.00 | Audio component: Amplifier | Number | pcs
6.4.24.01 | 6.4.24.01 | 6.4.24.01 | Audio component: Tuner | Number | pcs
6.4.24.02 | 6.4.24.02 | 6.4.24.02 | Audio component: CD-Player | Number | pcs
6.4.24.03 | 6.4.24.03 | 6.4.24.03 | Audio component: Microphone | Number | pcs
6.4.24.04 | 6.4.24.04 | 6.4.24.04 | Audio component: Speaker | Number | pcs
6.4.24.05 | 6.4.24.05 | 6.4.24.05 | Audio component: Control panel (micro, music, ...) | Number | pcs
6.4.24.06 | 6.4.24.06 | 6.4.24.06 | Audio component: Connection point Microphone | Number | pcs
6.4.31.00 | 6.4.31.00 | 6.4.31.00 | Television | Number | pcs
6.4.31.01 | 6.4.31.01 | 6.4.31.01 | Television connection (Coax, ...) | Length | m1
6.4.33.00 | 6.4.33.00 | 6.4.33.00 | Beamer | Number | pcs
6.4.33.01 | 6.4.33.01 | 6.4.33.01 | Automatic Projection Screen | Number | pcs
6.4.33.10 | 6.4.33.10 | 6.4.33.10 | Information Screen | Number | pcs
6.4.42.00 | 6.4.42.00 | 6.4.42.00 | Data Connection (UTP, FTP) | Number | pcs
6.4.42.05 | 6.4.42.05 | 6.4.42.05 | Server and Data rack | Number | pcs
6.4.52.01 | 6.4.52.01 | 6.4.52.01 | Wifi Installation - Amplifier | Number | pcs
6.4.52.02 | 6.4.52.02 | 6.4.52.02 | Wifi Installation - patchpanel | Number | pcs
6.4.52.10 | 6.4.52.10 | 6.4.52.10 | ASTRID Network - Beacon (Central) | Number | pcs
6.4.52.11 | 6.4.52.11 | 6.4.52.11 | ASTRID Network - Amplifier | Number | pcs
6.4.52.12 | 6.4.52.12 | 6.4.52.12 | ASTRID Network - External antenna | Number | pcs
6.4.52.13 | 6.4.52.13 | 6.4.52.13 | ASTRID Network - Internal antenna | Number | pcs
6.4.60.10 | 6.4.60.10 | 6.4.60.10 | Satellite TV - Satellite dish | Number | pcs
6.4.60.11 | 6.4.60.11 | 6.4.60.11 | Satellite TV - Multiswitch | Number | pcs
6.5.10.01 | 6.5.10.01 | 6.5.10.01 | Evacuation System | Number | pcs
6.5.10.02 | 6.5.10.02 | 6.5.10.02 | Evacuation Panel | Amount | # of Circuits
6.5.10.03 | 6.5.10.03 | 6.5.10.03 | Disabled call module | Amount | # of devices
6.5.11.02 | 6.5.11.02 | 6.5.11.02 | Repetition Board | Number | pcs
6.5.11.03 | 6.5.11.03 | 6.5.11.03 | Synoptic fire alarm panel | Amount | # of devices
6.5.11.06 | 6.5.11.06 | 6.5.11.06 | Siren / Flash | Number | pcs
6.5.11.07 | 6.5.11.07 | 6.5.11.07 | Fire Notifier | Number | pcs
6.5.11.09 | 6.5.11.09 | 6.5.11.09 | Aspiration detector | Number | pcs
6.5.11.10 | 6.5.11.10 | 6.5.11.10 | Smoke Detection | Amount | # of devices
6.5.11.11 | 6.5.11.11 | 6.5.11.11 | PIR detector | Number | pcs
6.5.11.20 | 6.5.11.20 | 6.5.11.20 | I/O module Fire Detection system | Number | pcs
6.5.12.00 | 6.5.12.00 | 6.5.12.00 | Fire door RF30 (Steel) | Area | m2
6.5.12.01 | 6.5.12.01 | 6.5.12.01 | Magnetic Contact | Number | pcs
6.5.12.02 | 6.5.12.02 | 6.5.12.02 | Fire door RF60 (Steel) | Area | m2
6.5.12.03 | 6.5.12.03 | 6.5.12.03 | Fire door RF30 (Wood) | Area | m2
6.5.12.04 | 6.5.12.04 | 6.5.12.04 | Fire door RF60 (Wood) | Area | m2
6.5.12.05 | 6.5.12.05 | 6.5.12.05 | Fire Window | Area | m2
6.5.12.06 | 6.5.12.06 | 6.5.12.06 | Fire door RF30 (PVC) | Area | m2
6.5.12.07 | 6.5.12.07 | 6.5.12.07 | Fire door RF60 (PVC) | Area | m2
6.5.12.08 | 6.5.12.08 | 6.5.12.08 | Fire door RF60 (Aluminium) | Area | m2
6.5.12.09 | 6.5.12.09 | 6.5.12.09 | Fire door RF30 (Aluminium) | Area | m2
6.5.12.10 | 6.5.12.10 | 6.5.12.10 | Smoke Curtain | Area | m2
6.5.12.20 | 6.5.12.20 | 6.5.12.20 | Fire-resistant Passages | Number | pcs
6.5.12.40 | 6.5.12.40 | 6.5.12.40 | Push button door locking device (wired) | Amount | # of devices
6.5.13.20 | 6.5.13.20 | 6.5.13.20 | Sprinkler Component: Alarm Valve | Number | pcs
6.5.13.25 | 6.5.13.25 | 6.5.13.25 | Sprinkler Component: Dry Rising Pipes | Length | m1
6.5.13.27 | 6.5.13.27 | 6.5.13.27 | Water Reservoir | Volume | L
6.5.13.28 | 6.5.13.28 | 6.5.13.28 | Complete Sprinkler system (wet; fully assembled) | Volume | L
6.5.13.29 | 6.5.13.29 | 6.5.13.29 | Complete Sprinkler system (dry; fully assembled) | Volume | L
6.5.13.31 | 6.5.13.31 | 6.5.13.31 | Indoor hydrant | Number | pcs
6.5.13.32 | 6.5.13.32 | 6.5.13.32 | Outdoor hydrant | Amount | # of Hydrants
6.5.13.33 | 6.5.13.33 | 6.5.13.33 | Sprinkler Component: Alarm Bell | Number | pcs
6.5.13.40 | 6.5.13.40 | 6.5.13.40 | Dry fire extinguishing pipe | Length | m1
6.5.13.51 | 6.5.13.51 | 6.5.13.51 | First Aid Kit | Number | pcs
6.5.13.55 | 6.5.13.55 | 6.5.13.55 | BRANDHASPEL cf. NBN EN 671-3 (5871) | Number | pcs
6.5.13.90 | 6.5.13.90 | 6.5.13.90 | Air ducts fire ventilation facility | Length | m1
6.5.21.01 | 6.5.21.01 | 6.5.21.01 | Burglar Detection - Detector | Number | pcs
6.5.21.02 | 6.5.21.02 | 6.5.21.02 | Burglar Detection - Door/Window Contact | Number | pcs
6.5.21.04 | 6.5.21.04 | 6.5.21.04 | Presence detector / sensor | Number | pcs
6.5.21.10 | 6.5.21.10 | 6.5.21.10 | Burglar Detection - Siren / Flash | Number | pcs
6.5.21.11 | 6.5.21.11 | 6.5.21.11 | Security - Agression-alarm - Central | Number | pcs
6.5.21.12 | 6.5.21.12 | 6.5.21.12 | Security - Agression-alarm - Hold up button / Panic button | Number | pcs
6.5.21.21 | 6.5.21.21 | 6.5.21.21 | CCTV-Monitor | Number | pcs
6.5.21.22 | 6.5.21.22 | 6.5.21.22 | CCTV-Multiplexer | Number | pcs
6.5.21.23 | 6.5.21.23 | 6.5.21.23 | CCTV-Registration Device (video recording) | Number | pcs
6.5.22.02 | 6.5.22.02 | 6.5.22.02 | Access Control - Lock | Number | pcs
6.5.22.03 | 6.5.22.03 | 6.5.22.03 | Access Control - Push button (exit) | Number | pcs
6.5.22.04 | 6.5.22.04 | 6.5.22.04 | Access Control - Code Keypad | Number | pcs
6.5.31.00 | 6.5.31.00 | 6.5.31.00 | Motorised Sun Screen | Area | m2
6.5.31.01 | 6.5.31.01 | 6.5.31.01 | Manual Sun Screen | Area | m2
6.5.32.00 | 6.5.32.00 | 6.5.32.00 | Metal Detection | Number | pcs
6.5.35.00 | 6.5.35.00 | 6.5.35.00 | Gas Detection (CH4) | Amount | # of detectors
6.5.35.01 | 6.5.35.01 | 6.5.35.01 | Gas Detection (CO) | Amount | # of detectors
6.5.35.02 | 6.5.35.02 | 6.5.35.02 | Gas Detection (CO2) | Amount | # of detectors
6.5.36.00 | 6.5.36.00 | 6.5.36.00 | Water Leak Detection | Amount | # of detectors
6.5.39.00 | 6.5.39.00 | 6.5.39.00 | Perimeter Security | Number | pcs
6.5.80.01 | 6.5.80.01 | 6.5.80.01 | Eye Shower | Number | pcs
6.6.12.00 | 6.6.12.00 | 6.6.12.00 | Hydraulic Persons Elevator | Amount | # of stops
6.6.13.00 | 6.6.13.00 | 6.6.13.00 | Stairlift | Weight | Allowed mass (kg)
6.6.22.00 | 6.6.22.00 | 6.6.22.00 | Travellator | Length | m1
6.6.31.02 | 6.6.31.02 | 6.6.31.02 | Hydraulic Goods Elevator | Amount | # of stops
6.6.32.00 | 6.6.32.00 | 6.6.32.00 | Lifting bridge (scissors or poles) | Weight | Allowed mass (kg)
6.6.32.10 | 6.6.32.10 | 6.6.32.10 | Dock leveller | Weight | Allowed mass (kg)
6.6.34.00 | 6.6.34.00 | 6.6.34.00 | Conveyor Belt | Length | m1
6.6.36.00 | 6.6.36.00 | 6.6.36.00 | Overhead Crane | Weight | Allowed mass (kg)
6.6.36.10 | 6.6.36.10 | 6.6.36.10 | Swivel Arm Cranes | Weight | Allowed mass (kg)
6.6.36.20 | 6.6.36.20 | 6.6.36.20 | Hoists | Weight | Allowed mass (kg)
6.6.41.00 | 6.6.41.00 | 6.6.41.00 | Pipe-mail installation | Number | pcs
6.6.42.00 | 6.6.42.00 | 6.6.42.00 | Rail Container - Rails | Length | m1
6.6.42.01 | 6.6.42.01 | 6.6.42.01 | Rail Container - Container | Number | pcs
6.7.14.00 | 6.7.14.00 | 6.7.14.00 | PC | Number | pcs
6.7.14.01 | 6.7.14.01 | 6.7.14.01 | Screen | Number | pcs
6.7.14.02 | 6.7.14.02 | 6.7.14.02 | Keyboard | Number | pcs
6.7.14.03 | 6.7.14.03 | 6.7.14.03 | Mouse | Number | pcs
6.7.14.10 | 6.7.14.10 | 6.7.14.10 | Sonde | Number | pcs
6.7.14.11 | 6.7.14.11 | 6.7.14.11 | Control Device | Number | pcs
6.7.14.20 | 6.7.14.20 | 6.7.14.20 | Temperature control | Number | pcs
6.7.24.00 | 6.7.24.00 | 6.7.24.00 | Automatic Control (DDC) Primary | Number | pcs
6.7.24.11 | 6.7.24.11 | 6.7.24.11 | Network Engines (NAE/NCE) | Number | pcs
6.7.24.12 | 6.7.24.12 | 6.7.24.12 | Field Equipment controllers | Number | pcs
6.7.24.13 | 6.7.24.13 | 6.7.24.13 | Input/output modules | Number | pcs
6.7.31.00 | 6.7.31.00 | 6.7.31.00 | Alarm Transmitter | Number | pcs
6.7.31.10 | 6.7.31.10 | 6.7.31.10 | Modem | Number | pcs
7.2.11.00 | 7.2.11.00 | 7.2.11.00 | Locker | Number | pcs
7.2.12.00 | 7.2.12.00 | 7.2.12.00 | Motorised Sun Screen (indoors) | Area | m2
7.2.12.01 | 7.2.12.01 | 7.2.12.01 | Manual Sun Screen (indoors) - Screen | Area | m2
7.2.12.10 | 7.2.12.10 | 7.2.12.10 | Manual Sun Screen (indoors) - Blinds | Area | m2
7.2.21.00 | 7.2.21.00 | 7.2.21.00 | Grinding poles (fire brigade) | Number | pcs
7.2.22.00 | 7.2.22.00 | 7.2.22.00 | Car wash Facilities | Number | pcs
7.2.22.10 | 7.2.22.10 | 7.2.22.10 | Laundry, Dry-cleaning, Ironing Facilities | Number | pcs
7.2.22.11 | 7.2.22.11 | 7.2.22.11 | Wash Machines | Number | pcs
7.2.22.12 | 7.2.22.12 | 7.2.22.12 | Clothes Dryer | Number | pcs
7.2.22.15 | 7.2.22.15 | 7.2.22.15 | Hose Washer Installation | Number | pcs
7.3.11.00 | 7.3.11.00 | 7.3.11.00 | Kitchen Counter (Domestic) | Number | pcs
7.3.11.01 | 7.3.11.01 | 7.3.11.01 | Kitchen Cupboard (Domestic) | Number | pcs
7.3.12.10 | 7.3.12.10 | 7.3.12.10 | Domestic Dish Washer | Number | pcs
7.3.12.20 | 7.3.12.20 | 7.3.12.20 | Heating: Electrical Stove (domestic) | Number | pcs
7.3.12.21 | 7.3.12.21 | 7.3.12.21 | Heating: Gas Stove (domestic) | Number | pcs
7.3.12.22 | 7.3.12.22 | 7.3.12.22 | Heating: Oven (domestic) | Number | pcs
7.3.12.23 | 7.3.12.23 | 7.3.12.23 | Heating: Microwave Oven | Number | pcs
7.3.12.24 | 7.3.12.24 | 7.3.12.24 | Heating: Coffee Machine | Number | pcs
7.3.12.25 | 7.3.12.25 | 7.3.12.25 | Heating: Fryer | Number | pcs
7.3.12.27 | 7.3.12.27 | 7.3.12.27 | Heating: Combisteamer (domestic) | Number | pcs
7.3.12.28 | 7.3.12.28 | 7.3.12.28 | Heating: Combisteamer (professional) | Number | pcs
7.3.12.29 | 7.3.12.29 | 7.3.12.29 | Kitchen equipment Cooking unit | Number | pcs
7.3.22.00 | 7.3.22.00 | 7.3.22.00 | Industrial Fume Hood | Number | pcs
7.3.22.10 | 7.3.22.10 | 7.3.22.10 | Dishes: Dish Washing Machine (Industrial Kitchen) | Number | pcs
7.3.22.11 | 7.3.22.11 | 7.3.22.11 | Dishes: Basket Dish Washing Machine | Number | pcs
7.3.22.12 | 7.3.22.12 | 7.3.22.12 | Dishes: Conveyor Belt | Number | pcs
7.3.22.13 | 7.3.22.13 | 7.3.22.13 | Dishes: Serving tray machine | Number | pcs
7.3.22.19 | 7.3.22.19 | 7.3.22.19 | Heating: Induction hob | Number | pcs
7.3.22.20 | 7.3.22.20 | 7.3.22.20 | Heating: Electrical Stove | Number | pcs
7.3.22.21 | 7.3.22.21 | 7.3.22.21 | Heating: Gas Stove | Number | pcs
7.3.22.22 | 7.3.22.22 | 7.3.22.22 | Heating: Oven | Number | pcs
7.3.22.23 | 7.3.22.23 | 7.3.22.23 | Heating: Bain-Marie | Number | pcs
7.3.22.24 | 7.3.22.24 | 7.3.22.24 | Heating: Saucepan | Number | pcs
7.3.22.25 | 7.3.22.25 | 7.3.22.25 | Heating: Grill | Number | pcs
7.3.22.26 | 7.3.22.26 | 7.3.22.26 | Heating: Roasting Pan | Number | pcs
7.3.22.27 | 7.3.22.27 | 7.3.22.27 | Heating: Combisteamer | Number | pcs
7.3.22.28 | 7.3.22.28 | 7.3.22.28 | Heating: Plate Warmer | Number | pcs
7.3.22.29 | 7.3.22.29 | 7.3.22.29 | Heating: Warming Table | Number | pcs
7.3.22.30 | 7.3.22.30 | 7.3.22.30 | Cooling: Cold Store incl. compressor | Number | pcs
7.3.22.31 | 7.3.22.31 | 7.3.22.31 | Cooling: Freeze Store incl. compressor | Number | pcs
7.3.22.32 | 7.3.22.32 | 7.3.22.32 | Cooling: Refrigerated counter | Number | pcs
7.3.22.34 | 7.3.22.34 | 7.3.22.34 | Cooling: External chiller for Cold store | Number | pcs
7.3.22.35 | 7.3.22.35 | 7.3.22.35 | Cooling: External chiller for Freezer store | Number | pcs
7.3.22.36 | 7.3.22.36 | 7.3.22.36 | Cooling: Evaporator cooling/freezing cell | Number | pcs
7.3.22.37 | 7.3.22.37 | 7.3.22.37 | Cooling: Central chilled Green combination | Number | pcs
7.3.22.40 | 7.3.22.40 | 7.3.22.40 | Preparation: Mixer | Number | pcs
7.3.22.41 | 7.3.22.41 | 7.3.22.41 | Preparation: Whipper | Number | pcs
7.3.22.42 | 7.3.22.42 | 7.3.22.42 | Preparation: Salad Swayer | Number | pcs
7.3.22.43 | 7.3.22.43 | 7.3.22.43 | Preparation: Peeler | Number | pcs
7.3.22.44 | 7.3.22.44 | 7.3.22.44 | Preparation: Cutting Machine | Number | pcs
7.3.22.45 | 7.3.22.45 | 7.3.22.45 | Preparation: Scale | Number | pcs
7.3.22.50 | 7.3.22.50 | 7.3.22.50 | Dishers: Kitchen Sorting unit | Number | pcs
7.3.22.51 | 7.3.22.51 | 7.3.22.51 | Dishers: Kitchen turning bend unit | Number | pcs
7.3.22.52 | 7.3.22.52 | 7.3.22.52 | Dishers: Kitchen Boiling kettle | Number | pcs
7.3.22.53 | 7.3.22.53 | 7.3.22.53 | Dishers: Kitchen Drying tunnel | Number | pcs
7.3.22.54 | 7.3.22.54 | 7.3.22.54 | Dishers: Kitchen Basket stacker | Number | pcs
7.3.22.55 | 7.3.22.55 | 7.3.22.55 | Dishers: Kitchen Dish stacker | Number | pcs
7.3.22.56 | 7.3.22.56 | 7.3.22.56 | Dishers: Kitchen Pan washer | Number | pcs
7.3.22.57 | 7.3.22.57 | 7.3.22.57 | Dishers: Kitchen Cup warmer | Number | pcs
7.3.22.58 | 7.3.22.58 | 7.3.22.58 | Dishers: Kitchen Hot display | Number | pcs
7.3.22.59 | 7.3.22.59 | 7.3.22.59 | Dishers: Kitchen Refrigerated workbench | Number | pcs
7.3.22.60 | 7.3.22.60 | 7.3.22.60 | KUISEN VAN WATERKUIP (4940) | Number | pcs
7.3.32.01 | 7.3.32.01 | 7.3.32.01 | Dishes: Trays dishWasher | Number | pcs
7.4.11.05 | 7.4.11.05 | 7.4.11.05 | WC / Toilet (4840) | Number | pcs
7.4.11.10 | 7.4.11.10 | 7.4.11.10 | Wash Basin, manual taps | Number | pcs
7.4.11.11 | 7.4.11.11 | 7.4.11.11 | Wash Basin, automatic taps | Number | pcs
7.4.11.13 | 7.4.11.13 | 7.4.11.13 | Kitchenette | Number | pcs
7.4.11.15 | 7.4.11.15 | 7.4.11.15 | Washing table (kitchen) | Number | pcs
7.4.11.17 | 7.4.11.17 | 7.4.11.17 | Water Tap - frost free | Number | pcs
7.4.11.18 | 7.4.11.18 | 7.4.11.18 | Syphon | Number | pcs
7.4.11.22 | 7.4.11.22 | 7.4.11.22 | Fonteintje /wasbakje Toilet (WC) | Number | pcs
7.4.11.30 | 7.4.11.30 | 7.4.11.30 | Hair Dryer | Number | pcs
7.4.11.31 | 7.4.11.31 | 7.4.11.31 | Hand Dryer | Number | pcs
7.4.12.00 | 7.4.12.00 | 7.4.12.00 | Disabled WC / Toilet (MIVA) | Number | pcs
7.4.12.05 | 7.4.12.05 | 7.4.12.05 | WC / Toilet MET VERGRUIZER (4845) | Number | pcs
7.4.12.16 | 7.4.12.16 | 7.4.12.16 | Water Tap (without seal) | Number | pcs
7.4.12.21 | 7.4.12.21 | 7.4.12.21 | High / Low Bath | Number | pcs
7.4.13.00 | 7.4.13.00 | 7.4.13.00 | Bathroom furniture (Domestic) | Number | pcs
7.5.13.10 | 7.5.13.10 | 7.5.13.10 | Lifeline | Length | m1
7.5.13.11 | 7.5.13.11 | 7.5.13.11 | Set of Lifeline Anchor Points | Amount | # of Anchor points
7.5.13.15 | 7.5.13.15 | 7.5.13.15 | Anchor Point | Number | pcs
7.5.23.00 | 7.5.23.00 | 7.5.23.00 | Cleaning Cradle | Weight | kg
7.5.23.01 | 7.5.23.01 | 7.5.23.01 | Roof Rails | Length | m1
7.5.23.02 | 7.5.23.02 | 7.5.23.02 | Roof Wagon | Number | pcs
7.5.23.05 | 7.5.23.05 | 7.5.23.05 | facade maintenance facilities | Number | pcs
7.6.21.01 | 7.6.21.01 | 7.6.21.01 | Gas Station | Number | pcs
7.6.21.02 | 7.6.21.02 | 7.6.21.02 | Fuel Tank (vehicle) | Volume | L
7.6.21.05 | 7.6.21.05 | 7.6.21.05 | Tank | Volume | L
8.4.00.00 | 8.4.00.00 | 8.4.00.00 | AED | Number | pcs
8.5.22.00 | 8.5.22.00 | 8.5.22.00 | Waste Press | Number | pcs
9.0.21.00 | 9.0.21.00 | 9.0.21.00 | Bicycle Shelter | Number | pcs
9.0.21.10 | 9.0.21.10 | 9.0.21.10 | Mast (pyramid) | Length | m1
9.0.21.11 | 9.0.21.11 | 9.0.21.11 | Mast (rigged) | Length | m1
9.0.32.00 | 9.0.32.00 | 9.0.32.00 | Fencing | Area | m2
9.0.34.10 | 9.0.34.10 | 9.0.34.10 | Manual Roller Gate | Area | m2
9.0.34.11 | 9.0.34.11 | 9.0.34.11 | Automatic Roller Gate | Area | m2
9.0.34.20 | 9.0.34.20 | 9.0.34.20 | Manual rotary drum | Number | pcs
9.0.34.21 | 9.0.34.21 | 9.0.34.21 | Automatic rotary drum | Number | pcs
9.0.34.30 | 9.0.34.30 | 9.0.34.30 | Manual Revolving Gate | Number | pcs
9.0.34.31 | 9.0.34.31 | 9.0.34.31 | Automatic Revolving Gate | Number | pcs
9.0.41.00 | 9.0.41.00 | 9.0.41.00 | Roads | Length | m1
9.0.41.01 | 9.0.41.01 | 9.0.41.01 | Bicycle Roads | Length | m1
9.0.41.02 | 9.0.41.02 | 9.0.41.02 | Pavements | Area | m2
9.0.41.05 | 9.0.41.05 | 9.0.41.05 | Road lighting | Number | pcs
9.0.41.10 | 9.0.41.10 | 9.0.41.10 | Terrain lighting | Number | pcs
9.0.41.15 | 9.0.41.15 | 9.0.41.15 | Parking Spaces - External | Area | m2
9.0.41.20 | 9.0.41.20 | 9.0.41.20 | Outdoors | Area | m2
9.0.42.00 | 9.0.42.00 | 9.0.42.00 | Lawn | Area | m2
9.0.42.01 | 9.0.42.01 | 9.0.42.01 | Flower Bed | Area | m2
9.0.42.02 | 9.0.42.02 | 9.0.42.02 | Shrubs | Area | m2
9.0.42.03 | 9.0.42.03 | 9.0.42.03 | Trees | Number | pcs
9.0.52.00 | 9.0.52.00 | 9.0.52.00 | Sewer Pipe | Length | m1
9.0.52.01 | 9.0.52.01 | 9.0.52.01 | Sewerage Pit | Number | pcs
9.0.52.02 | 9.0.52.02 | 9.0.52.02 | Gutter | Length | m1
9.0.53.00 | 9.0.53.00 | 9.0.53.00 | Pond | Area | m2
9.0.53.01 | 9.0.53.01 | 9.0.53.01 | Storm Basin | Number | pcs
9.0.53.05 | 9.0.53.05 | 9.0.53.05 | Water Lot | Number | pcs
9.0.65.00 | 9.0.65.00 | 9.0.65.00 | External Hydrant (site) | Amount | # of Hydrants
9.0.65.10 | 9.0.65.10 | 9.0.65.10 | Manual Barrier | Number | pcs
9.0.65.12 | 9.0.65.12 | 9.0.65.12 | Road Blocker | Number | pcs
9.0.65.13 | 9.0.65.13 | 9.0.65.13 | Retractable Bollard | Number | pcs
9.0.71.00 | 9.0.71.00 | 9.0.71.00 | Outdoor bench | Number | pcs
9.0.71.01 | 9.0.71.01 | 9.0.71.01 | Letter box | Number | pcs
9.0.71.02 | 9.0.71.02 | 9.0.71.02 | Key safe | Number | pcs
9.0.74.00 | 9.0.74.00 | 9.0.74.00 | Flag Pole | Length | m1
9.0.82.00 | 9.0.82.00 | 9.0.82.00 | Football Field | Area | m2
9.0.82.01 | 9.0.82.01 | 9.0.82.01 | Tennis Court | Area | m2
9.0.82.02 | 9.0.82.02 | 9.0.82.02 | Athletics Path | Length | m1
9.0.82.03 | 9.0.82.03 | 9.0.82.03 | Basketball Court | Area | m2
9.0.82.04 | 9.0.82.04 | 9.0.82.04 | Sport Court | Area | m2
9.0.82.10 | 9.0.82.10 | 9.0.82.10 | Salt Silo | Volume | m3