## Asset_Inventory
Unique ID | Site | Building | VMA_Code | Asset Code | Asset Type | Customer Description | Quantity | Element Value (actual) | Element Default Value | Technical Size Unit | Construction Year | Actual Condition | Required Condition | Size Percentage | Priority | Criticality (REMEX) | PV_Default | Build.Mult | Subco Prev | Subco Ins
| Maastricht | G11 | 8360 |  |  | Blikopener 1 | 1 | 1 | 1 | pcs | 2000
| Lanaken | G110 | 8360 |  |  | Blikopener 2 | 1 | 1 | 1 | pcs | 2000
| Brussel | G9 | 8360 |  |  | Blikopener 3 | 1 | 1 | 1 | pcs | 2000
Schoorsteen (rookgasafvoer) - gas (100)
Haardroger (3270)
Gasketel - wandmodel (<= 100 kW) (110)
Gasketel - vloermodel (<= 100 kW) (115)
Gasketel - vloermodel (> 100 kW) (120/125/130/135/140/145/150/155/160/165)
Gasketel - vloermodel (> 100 kW) (120/125/130/135/140/145/150/155/160/165)
Gasketel - vloermodel (> 100 kW) (120/125/130/135/140/145/150/155/160/165)
Gasketel - vloermodel (> 100 kW) (120/125/130/135/140/145/150/155/160/165)
Gasketel - vloermodel (> 100 kW) (120/125/130/135/140/145/150/155/160/165)
Gasketel - vloermodel (> 100 kW) (120/125/130/135/140/145/150/155/160/165)
Gasketel - vloermodel (> 100 kW) (120/125/130/135/140/145/150/155/160/165)
Gasketel - vloermodel (> 100 kW) (120/125/130/135/140/145/150/155/160/165)
Gasketel - vloermodel (> 100 kW) (120/125/130/135/140/145/150/155/160/165)
Gasketel - vloermodel (> 100 kW) (120/125/130/135/140/145/150/155/160/165)
Gasketel - vloermodel - Ygnis (> 100 kW) (170/175)
Gasketel - vloermodel - Ygnis (<= 100 kW) (171)
Pulserende gasketel (<= 100 kW) (180)
Pulserende gasketel (> 100 kW) (185/190/195/200/205/210/215/220/225)
Pulserende gasketel (> 100 kW) (185/190/195/200/205/210/215/220/225)
Pulserende gasketel (> 100 kW) (185/190/195/200/205/210/215/220/225)
Pulserende gasketel (> 100 kW) (185/190/195/200/205/210/215/220/225)
Pulserende gasketel (> 100 kW) (185/190/195/200/205/210/215/220/225)
Pulserende gasketel (> 100 kW) (185/190/195/200/205/210/215/220/225)
Pulserende gasketel (> 100 kW) (185/190/195/200/205/210/215/220/225)
Pulserende gasketel (> 100 kW) (185/190/195/200/205/210/215/220/225)
Pulserende gasketel (> 100 kW) (185/190/195/200/205/210/215/220/225)
Pulserende gasketel (<= 100 kW) (180)
Pulserende gasketel (> 100 kW) (185/190/195/200/205/210/215/220/225)
Pulserende gasketel (> 100 kW) (185/190/195/200/205/210/215/220/225)
Pulserende gasketel (> 100 kW) (185/190/195/200/205/210/215/220/225)
Pulserende gasketel (> 100 kW) (185/190/195/200/205/210/215/220/225)
Pulserende gasketel (> 100 kW) (185/190/195/200/205/210/215/220/225)
Pulserende gasketel (> 100 kW) (185/190/195/200/205/210/215/220/225)
Pulserende gasketel (> 100 kW) (185/190/195/200/205/210/215/220/225)
Pulserende gasketel (> 100 kW) (185/190/195/200/205/210/215/220/225)
Pulserende gasketel (> 100 kW) (185/190/195/200/205/210/215/220/225)
Pulserende gasketel (> 100 kW) (185/190/195/200/205/210/215/220/225)
Stookolieketel - wandmodel (<= 100 kW) (285)
Stookolieketel - wandmodel (>=100 kW) (286)
Stookolieketel - vloermodel (<= 100 kW) (290)
Stookolieketel - vloermodel (> 100 kW) (295/300/305/310/315/320/325/330/335/340)
Stookolieketel - vloermodel (> 100 kW) (295/300/305/310/315/320/325/330/335/340)
Stookolieketel - vloermodel (> 100 kW) (295/300/305/310/315/320/325/330/335/340)
Stookolieketel - vloermodel (> 100 kW) (295/300/305/310/315/320/325/330/335/340)
Stookolieketel - vloermodel (> 100 kW) (295/300/305/310/315/320/325/330/335/340)
Stookolieketel - vloermodel (> 100 kW) (295/300/305/310/315/320/325/330/335/340)
Stookolieketel - vloermodel (> 100 kW) (295/300/305/310/315/320/325/330/335/340)
Stookolieketel - vloermodel (> 100 kW) (295/300/305/310/315/320/325/330/335/340)
Stookolieketel - vloermodel (> 100 kW) (295/300/305/310/315/320/325/330/335/340)
Stookolieketel - vloermodel (> 100 kW) (295/300/305/310/315/320/325/330/335/340)
Pulserende stookolieketel (<= 100 kW) (345)
Pulserende stookolieketel (> 100 kW) (350/355/360/365/370/375/380/385/390)
Pulserende stookolieketel (> 100 kW) (350/355/360/365/370/375/380/385/390)
Pulserende stookolieketel (> 100 kW) (350/355/360/365/370/375/380/385/390)
Pulserende stookolieketel (> 100 kW) (350/355/360/365/370/375/380/385/390)
Pulserende stookolieketel (> 100 kW) (350/355/360/365/370/375/380/385/390)
Pulserende stookolieketel (> 100 kW) (350/355/360/365/370/375/380/385/390)
Pulserende stookolieketel (> 100 kW) (350/355/360/365/370/375/380/385/390)
Pulserende stookolieketel (> 100 kW) (350/355/360/365/370/375/380/385/390)
Pulserende stookolieketel (> 100 kW) (350/355/360/365/370/375/380/385/390)
Pulserende stookolieketel (> 100 kW) (350/355/360/365/370/375/380/385/390)
Pelletketel - vloermodel (400)
Ketel - warm water (405)
Ketel - oververhit water (410)
Ketel - thermische olie (415)
Stoomketel - lage druk (<= 0,5 bar) (<= 100 kW) (419)
Stoomketel - lage druk (<= 0,5 bar) (> 100 kW) (420/425)
Stoomketel - lage druk (<= 0,5 bar) (> 100 kW) (420/425)
Stoomketel - lage druk (<= 0,5 bar) via O.A. (430)
Stoomketel - hoge druk (> 0,5 bar) (<= 100 kW) (434)
Stoomketel - hoge druk (> 0,5 bar) (> 100 kW) (435/440)
Stoomketel - hoge druk (> 0,5 bar) (> 100 kW) (435/440)
Stoomketel - hoge druk (<= 0,5 bar) via O.A. (445)
Stoomgenerator (450)
Brander - gas (<= 100 kW) (455)
Brander - gas (> 100 kW) (460/465/470/475/480/485/490/495/500/505)
Brander - gas (> 100 kW) (460/465/470/475/480/485/490/495/500/505)
Brander - gas (> 100 kW) (460/465/470/475/480/485/490/495/500/505)
Brander - gas (> 100 kW) (460/465/470/475/480/485/490/495/500/505)
Brander - gas (> 100 kW) (460/465/470/475/480/485/490/495/500/505)
Brander - gas (> 100 kW) (460/465/470/475/480/485/490/495/500/505)
Brander - gas (> 100 kW) (460/465/470/475/480/485/490/495/500/505)
Brander - gas (> 100 kW) (460/465/470/475/480/485/490/495/500/505)
Brander - gas (> 100 kW) (460/465/470/475/480/485/490/495/500/505)
Brander - gas (> 100 kW) (460/465/470/475/480/485/490/495/500/505)
Brander - gas via O.A. (510)
Brander - stookolie (<= 100 kW) (515)
Brander - stookolie (> 100 kW) (550)
Brander - stookolie (> 100 kW) (550)
Brander - stookolie (> 100 kW) (550)
Brander - stookolie (> 100 kW) (550)
Brander - stookolie (> 100 kW) (550)
Brander - stookolie (> 100 kW) (550)
Brander - stookolie (> 100 kW) (550)
Brander - stookolie (> 100 kW) (550)
Brander - stookolie (> 100 kW) (550)
Brander - stookolie (> 100 kW) (550)
Brander - stookolie via O.A. (570)
Brander - mixte (<= 100 kW) (575)
Brander - mixte (> 100 kW) (580/585/590/600/605/610/615/620/625)
Brander - mixte (> 100 kW) (580/585/590/600/605/610/615/620/625)
Brander - mixte (> 100 kW) (580/585/590/600/605/610/615/620/625)
Brander - mixte (> 100 kW) (580/585/590/600/605/610/615/620/625)
Brander - mixte (> 100 kW) (580/585/590/600/605/610/615/620/625)
Brander - mixte (> 100 kW) (580/585/590/600/605/610/615/620/625)
Brander - mixte (> 100 kW) (580/585/590/600/605/610/615/620/625)
Brander - mixte (> 100 kW) (580/585/590/600/605/610/615/620/625)
Brander - mixte (> 100 kW) (580/585/590/600/605/610/615/620/625)
Brander - mixte (> 100 kW) (580/585/590/600/605/610/615/620/625)
Brander - mixte via O.A. (630)
Brander - biogas (<= 100 kW) (635)
Brander - biogas (> 100 kW) (640/645/650/655/660/665/670/675/680/685)
Brander - biogas (> 100 kW) (640/645/650/655/660/665/670/675/680/685)
Brander - biogas (> 100 kW) (640/645/650/655/660/665/670/675/680/685)
Brander - biogas (> 100 kW) (640/645/650/655/660/665/670/675/680/685)
Brander - biogas (> 100 kW) (640/645/650/655/660/665/670/675/680/685)
Brander - biogas (> 100 kW) (640/645/650/655/660/665/670/675/680/685)
Brander - biogas (> 100 kW) (640/645/650/655/660/665/670/675/680/685)
Brander - biogas (> 100 kW) (640/645/650/655/660/665/670/675/680/685)
Brander - biogas (> 100 kW) (640/645/650/655/660/665/670/675/680/685)
Brander - biogas (> 100 kW) (640/645/650/655/660/665/670/675/680/685)
Brander - biogas via O.A. (690)
Platenwisselaar (695)
Buizenwisselaar (700)
Spiraalwisselaar (705)
Zonnecollector systeem (710)
Warmtekrachtkoppeling - gasmotor (715)
Warmtekrachtkoppeling - biogasmotor (720)
Warmtekrachtkoppeling - micro (725)
Warmtekrachtkoppeling - micro met brandstofcel (730)
Brandstofcel (735)
Condensaat - neutralisatiebox (740)
Cascadecollector (745)
Kachel - elektrisch (750)
Kachel - gas (755)
Kachel - stookolie (760)
Kachel - hout (765)
Kachel - pellets (770)
Haard - elektrisch (775)
Haard - gas (780)
Haard - hout (785)
Haard - pellets (790)
Hot Air Generator + gas burner (<= 100 kw) (795)
Hot Air Generator + gas burner (> 100 kw) (800/805/810/815/820/825/830/835)
Hot Air Generator + gas burner (> 100 kw) (800/805/810/815/820/825/830/835)
Hot Air Generator + gas burner (> 100 kw) (800/805/810/815/820/825/830/835)
Hot Air Generator + gas burner (> 100 kw) (800/805/810/815/820/825/830/835)
Hot Air Generator + gas burner (> 100 kw) (800/805/810/815/820/825/830/835)
Hot Air Generator + gas burner (> 100 kw) (800/805/810/815/820/825/830/835)
Hot Air Generator + gas burner (> 100 kw) (800/805/810/815/820/825/830/835)
Hot Air Generator + gas burner (> 100 kw) (800/805/810/815/820/825/830/835)
Straler - elektrisch (840)
Straler - gas (845)
Donkerstraler - gas (850)
Water - netwerk (855/1945)
Water - netwerk - compensator (860/1950)
Water - expansie - statisch vat (865/1955)
Water - expansie - systeem met pomp (870/1960)
Water - expansie - systeem met compressor (875/1965)
Water - drukregelaar (880/1970)
Water - collector (885/1975)
Water - buffervat zonder warmtewisselaar (890/1980)
Water - buffervat met warmtewisselaar (895/1985)
Water - drukstapontgasser (900/1990)
Water - microbellenluchtafscheider (905/1995)
Water - vuilafscheider (910/2000)
Water - evenwichtsfles (915/2005)
Water - vacuümbreker (920/2010)
Water - overdrukventiel (925/2015)
Water - filter (930/2020)
Water - vulset (935/2025)
Water - afsluitkraan (940/2030)
Water - debietkraan (945/2035)
Water - regelkraan (950/2040)
Water - gemotoriseerde kraan (955/2045)
Water - terugslagklep (960/2050)
Water - circulator (965/2055)
Water - pomp (inline - monobloc) (970/975/980/985/990/2060/2065/2070/2075/2080)
Water - pomp (inline - monobloc) (970/975/980/985/990/2060/2065/2070/2075/2080)
Water - pomp (inline - monobloc) (970/975/980/985/990/2060/2065/2070/2075/2080)
Water - pomp (inline - monobloc) (970/975/980/985/990/2060/2065/2070/2075/2080)
Water - pomp (inline - monobloc) (970/975/980/985/990/2060/2065/2070/2075/2080)
Water - thermometer (995/2085)
Water - drukmeter (1000/2090)
Water - debietmeter (1005/2095)
Water - caloriemeter (1010/2100)
Water - tracing, antivorst bescherming (1015)
Water - economiser (1020/2105)
Water - rookgascondensor (1025)
Stoom - netwerk (1030)
Stoom - netwerk - compensator (1035)
Stoom - drukregelaar (1040)
Stoom - collector (1045)
Stoom - spui-installatie (1050)
Stoom - waterafscheider (1055)
Stoom - gekoeld staalnamepunt (1060)
Stoom - kijkglas / magnetisch peilglas (1065)
Stoom - modulerende niveauregelaar (1070)
Stoom - vacuümbreker (1075)
Stoom - overdrukventiel (1080)
Stoom - condensaatvat (1085)
Stoom - condensaatfilter (1090)
Stoom - ontgasser (1095)
Stoom - condenspot - mechanisch (1100)
Stoom - condenspot - thermostatisch (1105)
Stoom - condenspot - thermodynamisch (1110)
Stoom - afsluitkraan (1115)
Stoom - debietkraan (1120)
Stoom - regelkraan (1125)
Stoom - gemotoriseerde kraan (1130)
Stoom - circulator (1135)
Stoom - pomp (inline - monobloc) (970/975/980/985/990)
Stoom - pomp (inline - monobloc) (970/975/980/985/990)
Stoom - pomp (inline - monobloc) (970/975/980/985/990)
Stoom - pomp (inline - monobloc) (970/975/980/985/990)
Stoom - pomp (inline - monobloc) (970/975/980/985/990)
Stoom - thermometer (1165)
Stoom - drukmeter (1170)
Stoom - debietmeter (1175)
Stoom - economiser (1180)
Stoom - rookgascondensor (1185)
Stoom - tracing, antivorst bescherming (1190)
Gekoppelde stookolietanks - Vlaams gewest (1195)
Gastank - bovengronds - Vlaams gewest (1200)
Gastank - ondergronds - Vlaams gewest (1205)
Stookolietank bovengronds - Vlaams gewest (1210)
Stookolietank bovengronds beperkt onderzoek (1215/1220)
Stookolietank bovengronds beperkt onderzoek (1215/1220)
Stookolietank bovengronds algemeen onderzoek (1225)
Stookolietank ondergronds - Vlaams gewest (1230)
Stookolietank ondergronds beperkt onderzoek (1235)
Stookolietank ondergronds beperkt onderzoek in een waterwingebied of beschermingszone (1240)
Stookolietank ondergronds algemeen onderzoek (1245)
Stookolietank ondergronds algemeen onderzoek in een waterwingebied of beschermingszone (1250)
Stookolie transferpomp - Vlaams gewest (1255)
Overvulbeveiliging - Vlaams gewest (1260)
Lekdetectie - Vlaams gewest (1265)
Niveaudetectie - Vlaams gewest (1270)
Kathodische bescherming - Vlaams gewest (1275)
Overdrukbeveiliging - Vlaams gewest (1280)
Ontluchtingssysteem - Vlaams gewest (1285)
Gekoppelde stookolietanks - Waals gewest (1290)
Gastank - bovengronds - Waals gewest (1295)
Gastank - ondergronds - Waals gewest (1300)
Stookolietank bovengronds - Waals gewest < 3000 L (1305)
Stookolietank bovengronds - Waals gewest >= 3000 L < 25000 L (1310)
Stookolietank bovengronds - Waals gewest > 25000 L (1315)
Stookolietank ondergronds - Waals gewest < 3000 L (1320)
Stookolietank ondergronds - Enkelwandig (tank tussen 10 en 20 jaar oud) (1325)
Stookolietank ondergronds - Enkelwandig (tank tussen 20 en 30 jaar oud) (1330)
Stookolietank ondergronds - Enkelwandig (tank meer dan 30 jaar oud) (1335)
Stookolietank ondergronds - Dubbelwandig (1340)
Stookolietank ondergronds - Waals gewest > 25000 L (1345)
Stookolie transferpomp - Waals (1350)
Overvulbeveiliging - Waals gewest (1265)
Lekdetectie - Waals gewest (1360)
Niveaudetectie - Waals gewest (1365)
Kathodische bescherming - Waals gewest (1370)
Overdrukbeveiliging - Waals gewest (1375)
Ontluchtingssysteem - Waals gewest (1380)
Gekoppelde stookolietanks - Waals gewest (1385)
Gastank - bovengronds - Brussels gewest (1390)
Gastank - ondergronds -Brussels gewest (1395)
Stookolietank bovengronds - Brussels gewest <= 3000 L (1400)
Stookolietank ondergronds - Brussels gewest <= 3000 L (1405)
Stookolietank bovengronds - Brussels gewest > 3000 L (1410)
Stookolietank ondergronds - Brussels gewest > 3000 L (1415)
Stookolietank ondergronds - Brussels gewest > 3000 L (1415)
Overvulbeveiliging - Brussels gewest (1425)
Lekdetectie - Brussels gewest (1430)
Niveaudetectie - Brussels gewest (1435)
Kathodische bescherming - Brussels gewest (1440)
Overdrukbeveiliging - Brussels gewest (1445)
Ontluchtingssysteem - Brussels gewest (1450)
Bedieningsbord (regeling) Warm (1465)
Bedieningsbord (regeling) Warm (1465)
Bedieningsbord (regeling) Warm (1465)
Raamkoeler (1500)
Mobiele koeler (1505)
Wandkoeler (1510)
Klimaatkast met directe expansie (1515/1520/1525/1530)
Klimaatkast met directe expansie (1515/1520/1525/1530)
Klimaatkast met directe expansie (1515/1520/1525/1530)
Klimaatkast met directe expansie (1515/1520/1525/1530)
Klimaatkast met directe expansie + bevochtiger (1535/1540/1545/1550)
Klimaatkast met directe expansie + bevochtiger (1535/1540/1545/1550)
Klimaatkast met directe expansie + bevochtiger (1535/1540/1545/1550)
Klimaatkast met directe expansie + bevochtiger (1535/1540/1545/1550)
Split systeem - buitenunit (1555)
Split systeem - binnenunit - vloermodel (1560)
Split systeem - binnenunit - wandmodel (1565)
Split systeem - binnenunit - plafondmodel (1570)
Split systeem - binnenunit - met kanalen in plafond (1575)
Multisplit - buitenunit (1580)
Multisplit - binnenunit - vloermodel (1585)
Multisplit - binnenunit - wandmodel (1590)
Multisplit - binnenunit - plafondmodel (1595)
Multisplit - binnenunit - met kanalen in plafond (1600)
VRV/VRF - buitenunit (1605)
VRV/VRF - binnenunit - vloermodel (1610)
VRV/VRF - binnenunit - wandmodel (1615)
VRV/VRF - binnenunit - plafondmodel (1620)
VRV/VRF - binnenunit - met kanalen in plafond (1625)
Warmtepomp - buitenunit (1630)
Warmtepomp lucht/lucht - binnenunit - vloermodel (1635)
Warmtepomp lucht/lucht - binnenunit - wandmodel (1640)
Warmtepomp lucht/lucht - binnenunit - plafondmodel (1645)
Warmtepomp lucht/lucht - binnenunit - met kanalen in plafond (1650)
Koelmachine (ijswater) - luchtgekoeld (1655/1660/1665/1670/1675/1680/1685/1690/1695/1700)
Koelmachine (ijswater) - luchtgekoeld (1655/1660/1665/1670/1675/1680/1685/1690/1695/1700)
Koelmachine (ijswater) - luchtgekoeld (1655/1660/1665/1670/1675/1680/1685/1690/1695/1700)
Koelmachine (ijswater) - luchtgekoeld (1655/1660/1665/1670/1675/1680/1685/1690/1695/1700)
Koelmachine (ijswater) - luchtgekoeld (1655/1660/1665/1670/1675/1680/1685/1690/1695/1700)
Koelmachine (ijswater) - luchtgekoeld (1655/1660/1665/1670/1675/1680/1685/1690/1695/1700)
Koelmachine (ijswater) - luchtgekoeld (1655/1660/1665/1670/1675/1680/1685/1690/1695/1700)
Koelmachine (ijswater) - luchtgekoeld (1655/1660/1665/1670/1675/1680/1685/1690/1695/1700)
Koelmachine (ijswater) - luchtgekoeld (1655/1660/1665/1670/1675/1680/1685/1690/1695/1700)
Koelmachine (ijswater) - luchtgekoeld (1655/1660/1665/1670/1675/1680/1685/1690/1695/1700)
Koelmachine (ijswater) - luchtgekoeld via O.A. (1705)
Koelmachine (ijswater) - watergekoeld (1710/1715/1720/1725/1730/1735/1740/1745/1750/1755)
Koelmachine (ijswater) - watergekoeld (1710/1715/1720/1725/1730/1735/1740/1745/1750/1755)
Koelmachine (ijswater) - watergekoeld (1710/1715/1720/1725/1730/1735/1740/1745/1750/1755)
Koelmachine (ijswater) - watergekoeld (1710/1715/1720/1725/1730/1735/1740/1745/1750/1755)
Koelmachine (ijswater) - watergekoeld (1710/1715/1720/1725/1730/1735/1740/1745/1750/1755)
Koelmachine (ijswater) - watergekoeld (1710/1715/1720/1725/1730/1735/1740/1745/1750/1755)
Koelmachine (ijswater) - watergekoeld (1710/1715/1720/1725/1730/1735/1740/1745/1750/1755)
Koelmachine (ijswater) - watergekoeld (1710/1715/1720/1725/1730/1735/1740/1745/1750/1755)
Koelmachine (ijswater) - watergekoeld (1710/1715/1720/1725/1730/1735/1740/1745/1750/1755)
Koelmachine (ijswater) - watergekoeld (1710/1715/1720/1725/1730/1735/1740/1745/1750/1755)
Koelmachine (ijswater) - watergekoeld via O.A. (1760)
Koelmachine (ijswater) - koelcircuit (765)
Koelmachine - absorptie (1770)
Koelmachine - ammoniak (1775)
Condensor - luchtgekoeld (Dry cooler) (<= 12 kW; > 5 ton CO2 eq. <= 50 ton CO2 eq) (1780)
Condensor - luchtgekoeld (Dry cooler) (> 12 kW; > 5 ton CO2 eq. <= 50 ton CO2 eq) (1785/1790/1795/1800/1805/1810/1815)
Condensor - luchtgekoeld (Dry cooler) (> 12 kW; > 5 ton CO2 eq. <= 50 ton CO2 eq) (1785/1790/1795/1800/1805/1810/1815)
Condensor - luchtgekoeld (Dry cooler) (> 12 kW; > 5 ton CO2 eq. <= 50 ton CO2 eq) (1785/1790/1795/1800/1805/1810/1815)
Condensor - luchtgekoeld (Dry cooler) (> 12 kW; > 5 ton CO2 eq. <= 50 ton CO2 eq) (1785/1790/1795/1800/1805/1810/1815)
Condensor - luchtgekoeld (Dry cooler) (> 12 kW; > 5 ton CO2 eq. <= 50 ton CO2 eq) (1785/1790/1795/1800/1805/1810/1815)
Condensor - luchtgekoeld (Dry cooler) (> 12 kW; > 5 ton CO2 eq. <= 50 ton CO2 eq) (1785/1790/1795/1800/1805/1810/1815)
Condensor - luchtgekoeld (Dry cooler) (> 12 kW; > 5 ton CO2 eq. <= 50 ton CO2 eq) (1785/1790/1795/1800/1805/1810/1815)
Open Condensor - watergekoeld (> 12 kW; > 5 ton CO2 eq. <= 50 ton CO2 eq) (1820/1825/1830/1835)
Open Condensor - watergekoeld (> 12 kW; > 5 ton CO2 eq. <= 50 ton CO2 eq) (1820/1825/1830/1835)
Open Condensor - watergekoeld (> 12 kW; > 5 ton CO2 eq. <= 50 ton CO2 eq) (1820/1825/1830/1835)
Open Condensor - watergekoeld (> 12 kW; > 5 ton CO2 eq. <= 50 ton CO2 eq) (1820/1825/1830/1835)
Gesloten Condensor - watergekoeld (> 12 kW; > 5 ton CO2 eq. <= 50 ton CO2 eq) (1840/1845/1850/1855)
Gesloten Condensor - watergekoeld (> 12 kW; > 5 ton CO2 eq. <= 50 ton CO2 eq) (1840/1845/1850/1855)
Gesloten Condensor - watergekoeld (> 12 kW; > 5 ton CO2 eq. <= 50 ton CO2 eq) (1840/1845/1850/1855)
Gesloten Condensor - watergekoeld (> 12 kW; > 5 ton CO2 eq. <= 50 ton CO2 eq) (1840/1845/1850/1855)
Koeltoren - open (1860/1865/1870/1875)
Koeltoren - open (1860/1865/1870/1875)
Koeltoren - open (1860/1865/1870/1875)
Koeltoren - open (1860/1865/1870/1875)
Koeltoren - open via O.A. (1880)
Koeltoren - gesloten (1885/1890/1895/1900)
Koeltoren - gesloten (1885/1890/1895/1900)
Koeltoren - gesloten (1885/1890/1895/1900)
Koeltoren - gesloten (1885/1890/1895/1900)
Koeltoren - gesloten via O.A. (1905)
Koeltoren - hybride (1910)
Koelcel (1915)
Koelcel - koelcircuit (1920)
Koelcel - binnenunit (verdamper) (1925)
Vriescel (1930)
Vriescel - koelcircuit (1935)
Vriescel - binnenunit (verdamper) 91940)
Water - netwerk (855/1945)
Water - netwerk - compensator (860/1950)
Water - expansie - statisch vat (865/1955)
Water - expansie - systeem met pomp (870/1960)
Water - expansie - systeem met compressor (875/1965)
Water - drukregelaar (880/1970)
Water - collector (885/1975)
Water - buffervat zonder warmtewisselaar (890/1980)
Water - buffervat met warmtewisselaar (895/1985)
Water - drukstapontgasser (900/1990)
Water - microbellenluchtafscheider (905/1995)
Water - vuilafscheider (910/2000)
Water - evenwichtsfles (915/2005)
Water - vacuümbreker (920/2010)
Water - overdrukventiel (925/2015)
Water - filter (930/2020)
Water - vulset (935/2025)
Water - afsluitkraan (940/2030)
Water - debietkraan (945/2035)
Water - regelkraan (950/2040)
Water - gemotoriseerde kraan (955/2045)
Water - terugslagklep (960/2050)
Water - circulator (965/2055)
Water - pomp (inline - monobloc) (970/975/980/985/990/2060/2065/2070/2075/2080)
Water - pomp (inline - monobloc) (970/975/980/985/990/2060/2065/2070/2075/2080)
Water - pomp (inline - monobloc) (970/975/980/985/990/2060/2065/2070/2075/2080)
Water - pomp (inline - monobloc) (970/975/980/985/990/2060/2065/2070/2075/2080)
Water - pomp (inline - monobloc) (970/975/980/985/990/2060/2065/2070/2075/2080)
Water - thermometer (995/2085)
Water - drukmeter (1000/2090)
Water - debietmeter (1005/2095)
Water - caloriemeter (1010/2100)
Water - tracing, antivorst bescherming (1015)
Koude-warmteopslag (KWO) (2110)
Warmtepomp - KOUD (2115/2120)
Warmtepomp - KOUD (2115/2120)
Bedieningsbord (regeling) Koud (2125)
Radiator (2200)
Convector (2205)
Ventiloconvector wandmodel (2210)
Ventiloconvector vloermodel (2215)
Ventiloconvector cassettemodel (2220)
Ventiloconvector In plafond kanaliseerbaar (2225)
Ejectoconvector (2230)
Statische klimaatbalk (2235)
Dynamische klimaatbalk (2240)
Klimaatplafond (2245)
Vloerverwarming (2250)
Luchtverhitter (2255)
Luchtverhitter op hoogte (2260)
Warmeluchtgordijn (2265)
Verwarmingsbatterij (2270)
Luchtroosters (2275)
Ventilatie Type A - natuurlijke toevoer, natuurlijke afvoer (2400)
Ventilatie Type B - mechanische toevoer, natuurlijke afvoer (2405)
Ventilatie Type C - natuurlijke toevoer, mechanische afvoer (2410)
Ventilatie Type D - mechanische toevoer, mechanische afvoer (2415)
Boxventilator (2420)
Badkamerventilator (2425)
Kanaalventilator (2430)
Muurventilator (2435)
Plafondventilator (2440)
Dakextractor (2445)
Dakextractor (2445)
Plafondventilator (2440)
PG 2 batt. zonder bevochtiger (2460/2465/2470/2475/2480)
PG 2 batt. zonder bevochtiger (2460/2465/2470/2475/2480)
PG 2 batt. zonder bevochtiger (2460/2465/2470/2475/2480)
PG 2 batt. zonder bevochtiger (2460/2465/2470/2475/2480)
PG 2 batt. zonder bevochtiger (2460/2465/2470/2475/2480)
PG 2 batt. met bevochtiger (2485/2490/2495/2500/250)
PG 2 batt. met bevochtiger (2485/2490/2495/2500/250)
PG 2 batt. met bevochtiger (2485/2490/2495/2500/250)
PG 2 batt. met bevochtiger (2485/2490/2495/2500/250)
PG 2 batt. met bevochtiger (2485/2490/2495/2500/250)
PG 3 batt. zonder bevochtiger (2510/2515/2520/2525/2530)
PG 3 batt. zonder bevochtiger (2510/2515/2520/2525/2530)
PG 3 batt. zonder bevochtiger (2510/2515/2520/2525/2530)
PG 3 batt. zonder bevochtiger (2510/2515/2520/2525/2530)
PG 3 batt. zonder bevochtiger (2510/2515/2520/2525/2530)
PG 3 batt. met bevochtiger (2535/2540/2545/2550/2555)
PG 3 batt. met bevochtiger (2535/2540/2545/2550/2555)
PG 3 batt. met bevochtiger (2535/2540/2545/2550/2555)
PG 3 batt. met bevochtiger (2535/2540/2545/2550/2555)
PG 3 batt. met bevochtiger (2535/2540/2545/2550/2555)
PG 2 batt. met amazone bevochtiger (2560/2565/2570/2575/2580/2585/2590/2595/2600)
PG 2 batt. met amazone bevochtiger (2560/2565/2570/2575/2580/2585/2590/2595/2600)
PG 2 batt. met amazone bevochtiger (2560/2565/2570/2575/2580/2585/2590/2595/2600)
PG 2 batt. met amazone bevochtiger (2560/2565/2570/2575/2580/2585/2590/2595/2600)
PG 2 batt. met amazone bevochtiger (2560/2565/2570/2575/2580/2585/2590/2595/2600)
PG directe ontspan. + 1 bat. water / elek. (2605/2610)
PG directe ontspan. + 1 bat. water / elek. (2605/2610)
PG 1 verwarmingsbatt. + filter (2615/2620/2625/2630/2635)
PG 1 verwarmingsbatt. + filter (2615/2620/2625/2630/2635)
PG 1 verwarmingsbatt. + filter (2615/2620/2625/2630/2635)
PG 1 verwarmingsbatt. + filter (2615/2620/2625/2630/2635)
PG 1 verwarmingsbatt. + filter (2615/2620/2625/2630/2635)
PG 1 koude batterij + filter (2640/2645/2650/255/2660)
PG 1 koude batterij + filter (2640/2645/2650/255/2660)
PG 1 koude batterij + filter (2640/2645/2650/255/2660)
PG 1 koude batterij + filter (2640/2645/2650/255/2660)
PG 1 koude batterij + filter (2640/2645/2650/255/2660)
EG zonder menging (2665/2670/2675)
EG zonder menging (2665/2670/2675)
EG zonder menging (2665/2670/2675)
EG met menging (2680/2685/2690/2695/2700)
EG met menging (2680/2685/2690/2695/2700)
EG met menging (2680/2685/2690/2695/2700)
EG met menging (2680/2685/2690/2695/2700)
EG met menging (2680/2685/2690/2695/2700)
EG met menging en luchtfilters (2705/2710/2715/2720)
EG met menging en luchtfilters (2705/2710/2715/2720)
EG met menging en luchtfilters (2705/2710/2715/2720)
EG met menging en luchtfilters (2705/2710/2715/2720)
EG met menging en warmterecuperatie (2725/2730/2735/2740/2745)
EG met menging en warmterecuperatie (2725/2730/2735/2740/2745)
EG met menging en warmterecuperatie (2725/2730/2735/2740/2745)
EG met menging en warmterecuperatie (2725/2730/2735/2740/2745)
EG met menging en warmterecuperatie (2725/2730/2735/2740/2745)
EG met menging, warmterecup. en filters (2750/2755/2760/2765/2770)
EG met menging, warmterecup. en filters (2750/2755/2760/2765/2770)
EG met menging, warmterecup. en filters (2750/2755/2760/2765/2770)
EG met menging, warmterecup. en filters (2750/2755/2760/2765/2770)
EG met menging, warmterecup. en filters (2750/2755/2760/2765/2770)
Geheel van de luchtbehandelingsgroepen (2785)
Geheel van de luchtbehandelingsgroepen (2785)
Geheel van de luchtbehandelingsgroepen (2785)
Geheel van de luchtbehandelingsgroepen (2785)
Geheel van de luchtbehandelingsgroepen (2785)
Stoombevochtiger (2805)
Stoombevochtiger (2805)
Stoombevochtiger (2805)
Roof-top(18-62kW)+verw.batt. water/elek. (2815)
Roof-top(65-150kW)+verw.batt. water/elek. (2820)
Roof-top(18-62kW)+ ingeb. Gasketel (2825)
Roof-top(65-150kW)+ ingeb. Gasketel (2830)
Roof-top(8-15 kW) omkeerb.+elek. batt. (2835)
Frequentieregelaar LBK (2840)
EG - extractiegroep (Component) (2850)
PG - pulsiegroep (Component) (2855)
EPG - luchtbehandelingsgroep (Component) (2860)
Buitenrooster (Component) (2865)
Kleppenregister (Component) (2870)
Plenum (Component) (2875)
Filtersectie (Component) (2880)
Lucht mengsectie (Component) (2885)
Ventilatorsectie - directe aandrijving (Component) (2890)
Ventilatorsectie - indirecte aandrijving (Component) (2895)
Voorverwarming - batterij met water (Component) (2900)
Voorverwarming - batterij met koelmiddel (Component) (2905)
Voorverwarming - elektrische batterij (Component) (2910)
Koeling - batterij met ijswater (Component) (2915)
Koeling - batterij directe expansie (Component) (2920)
Naverwarming - batterij met water (Component) (2925)
Naverwarming - batterij met koelmiddel (Component) (2930)
Naverwarming - elektrische batterij (Component) (2935)
Recuperatie - heatpipe (koelmiddel) (Component) (2940)
Recuperatie - glycolbatterij (twin coil) (Component) (2945)
Recuperatie - kruiswisselaar (Component) (2950)
Recuperatie - warmtewiel (Component) (2955)
Bevochtiging - sproei- en adiabatisch bevochtiger (Component) (2960)
Bevochtiging - centrale stoombevochting (Component) (2965)
Bevochtiging - autonome stoombevochtiger (Component) (2970)
Bevochtiging - ultrasone bevochtiger (Component) (2975)
Rook en warmteafvoer systeem (RWA) (2890)
Ventilatoren - axiale ventilator (2985)
Ventilatoren - centrifugaal ventilator (2990)
Ventilatoren - dakventilator (2995)
Ventilatoren - boxventilator (3000)
Ventilatoren - inductieventilator (3005)
Ventilatoren - impuls, stuwventilator (3010)
Rookscherm (3015)
Brandscherm (3020)
Natuurlijke verluchter - dakuitvoering (3025)
Natuurlijke verluchter - wandversie (3030)
Luchtkanalen (3505)
Brandklep - vlinderklep (3040)
Brandklep - met manuele bediening (3045)
Brandklep - gemotoriseerd (3050)
Brandwerend rooster (3055)
Kleppen - kleppenregister (3060)
Kleppen - iris regelklep (3065)
Kleppen - regelklep (3070)
Kleppen - variabel volumeregelaar (VAV) (3075)
Kleppen - constant volumeregelaar (CAV) (3080)
Geluiddemper (3085)
Filterbox (3090)
Bedieningsbord (regeling) Vent (3095)
Geheel van de sanitaire toestellen - standaard (3200)
Urinoir (3205)
Toilet (3210)
Lavabo (3215)
Uitgietbak (3220)
Douche (3225)
Bad (3230)
Geheel van de sanitaire toestellen - speciaal (3235)
Urinoir - collectief (3240)
Hangtoilet (3245)
Wastrog (lavabo) (3250)
Douche - collectief (3255)
Jacuzzi (3260)
Handendroger (3265)
Haardroger (3270)
Zeepdispenser (3275)
Toiletpapier dispenser (3280)
Handpapier dispenser (3285)
Thermostatisch mengventiel (3290)
Bronpomp (3295)
Drukverhogingsgroep (hydrofoorgroep) (3300)
Dieselpomp (3305)
Warm water - collector (3310)
Warm water - circulator (3315)
Warm water - pomp (inline - monobloc) (3320/3325/3330/3335/3340)
Warm water - pomp (inline - monobloc) (3320/3325/3330/3335/3340)
Warm water - pomp (inline - monobloc) (3320/3325/3330/3335/3340)
Warm water - pomp (inline - monobloc) (3320/3325/3330/3335/3340)
Warm water - pomp (inline - monobloc) (3320/3325/3330/3335/3340)
Warm water - doorstromer elektrisch (3345)
Warm water - doorstromer gas (3350)
Warm water - elektrische boiler (3355/3360/3365)
Warm water - elektrische boiler (3355/3360/3365)
Warm water - elektrische boiler (3355/3360/3365)
Warm water - gasboiler (3370)
Warm water - boiler indirect gestookt (3375)
Warm water - zonneboiler (3380)
Warm water - platenwisselaar (3385)
Warm water - buizenwisselaar (3390)
Warm water - spiraalwisselaar (3395)
Warm water - buffervat (3400)
Warm water - netwerk (3405)
Warm water - drukregelaar (3410)
Warm water - overdrukventiel (3415)
Warm water - afsluitkraan (3420)
Warm water - regelkraan (3425)
Warm water - kraan (3430)
Warm water - terugslagklep (3435)
Warm water - thermometer (3440)
Warm water - drukmeter (3445)
Warm water - debietmeter (3450)
Waterverzachter duplex (3605)
Waterverzachter (3600)
Behandeld water - dieselpomp (3610)
Behandeld water - circulator (3615)
Behandeld water - pomp (inline - monobloc) (3630)
Behandeld water - pomp (inline - monobloc) (3630)
Behandeld water - pomp (inline - monobloc) (3630)
Behandeld water - pomp (inline - monobloc) (3630)
Behandeld water - pomp (inline - monobloc) (3630)
Doseerpomp (3645)
Wateranalyse systeem (3650)
Reservoir (3655)
Patroonfilter (3660)
Carbonisatiefilter (3665)
Actieve koolfilter (3670)
Drukfilter (3675)
Zandfilter (3680)
Uv-desinfectie (3685)
Demineralisatie installatie (3690)
Omgekeerde osmose installatie (3695)
Zoutelektrolyse installatie (3700)
Waterzuiveringsinstallatie (3705)
Industriële centrifugaalpompen (3710)
Beweegbare bodem zwembad (3715)
Voorfilters (3720)
Vuilwaterbuffervat (3725)
Buffertank (3730)
Doseerautomaat pH & Cl (3735)
Bacteriologische wateranalyse (3800)
Analyse verwarmings- en koelingswater (3850)
Analyse van vaste stoffen (3900)
Forfaitaire prijs voor verplaatsing/bemonstering (3950)
Olieanalyse transformator (4000)
Olieanalyse koelgroep (4050)
Noodstroom generator: Koelwater monster afname en analyse (4100)
Noodstroom generator: Smeerolie monster afname en analyse (4150)
Maandelijkse wateranalyse zwembad (4200)
Dagelijkse wateranalyse zwembad (5d/7) (4250)
Dagelijkse wateranalyse zwembad (7d/7) (4300)
Bacteriologische luchtanalyse (4350)
Dompelpomp regenwater (4700)
Regenwaterpomp (4750)
Regenwaterput (reservoir) (4800)
Regenwaterinfiltratieput (4850)
Regenwaterafvoer netwerk (4900)
Dompelpomp fecaliën (4950)
Fecaliënpomp (5000)
Fecaliënafvoer netwerk (5050)
Dompelpomp afvalwater (5100)
Afvalwaterpomp (5150)
Olie- en benzineafscheider (5200)
Vetafscheider - Afvalwater (5250)
Afvalwater afvoernetwerk (5300)
Waterzuiveringsinstallatie - speciaal (5350)
Septische put (reservoir) (5550)
Septische put (reservoir) (5550)
Septische put (reservoir) (5550)
Septische put (reservoir) (5550)
Septische put (reservoir) (5550)
Beerput (reservoir) (5650)
Daken (afvoeren) (5700)
Goot (afvoeren) (5750)
Statisch no-break systeem (UPS) (6000)
Dynamisch no-break systeem (DRUPS) (6010)
Noodstroom generator (6020)
Noodstroom generator: testen opstart onder nullast via O.A. (6030)
Laadstation voor elektrische voertuigen (6040)
Laadstation voor elektrische voertuigen 2de tot 5de laadpunt (6041)
Laadstation voor elektrische voertuigen vanaf 6de laadpunt (6042)
Photovoltaïsche installatie (zonnepanelen) (6050)
Omvormers (6060)
Bliksemafleiding (6070)
Hoogspanningscabine (6080)
Hoogspanningscabine (zone 1 Brussel) (nw) (6090)
Hoogspanningscabine (zone 2 Antwerpen, Henegouwen, Limburg, Luik, Namen, Oost-Vlaanderen) (nw) (6091)
Hoogspanningscabine (zone 3 Luxemburg, West-Vlaanderen) (nw) (6092)
Hoogspanningscabine (zone 1 Brussel) (bnw) (6093)
Hoogspanningscabine (zone 2 Antwerpen, Henegouwen, Limburg, Luik, Namen, Oost-Vlaanderen) (bnw) (6094)
Hoogspanningscabine (zone 3 Luxemburg, West-Vlaanderen) (bnw) (6095)
Hoogspanningscabine (zone 1 Brussel) (zat-zon) (6096)
Hoogspanningscabine (zone 2 Antwerpen, Henegouwen, Limburg, Luik, Namen, Oost-Vlaanderen) (zat-zon) (6097)
Hoogspanningscabine (zone 3 Luxemburg, West-Vlaanderen) (zat-zon) (6098)
Hoogspanningscabine - thermografie (6099)
Hoogspanningscabine - driemaandelijks bezoek - via O.A. (6100)
Hoogspanningscabine - helpdesk 24h van O.A. (6110)
Hoogspanningscabine - snijdingskost DNB (nw) (6120)
Hoogspanningscabine - snijdingskost DNB (bnw) (6121)
Hoogspanningscabine - snijdingskost DNB (zat-zon) (6122)
Hoogspanningsscheider (6130)
Vermogensschakelaar hoogspanning (6140)
Droge transformator (6150)
Olietransformator (6160
Condensatorbatterij (6170)
Algemeen laagspanningsbord (6180)
Algemeen laagspanningsbord met geïntegreerde regeling (6190)
Elektrisch verdeelbord (verlichting, stopcontacten, ...) (6200)
Elektrisch verdeelbord (verlichting, stopcontacten, ...) met geïntegreerde regeling (6210)
Bedieningsbord (regeling) Elektr (6220)
Werfkast (6230)
Stopcontacten, schakelaars, drukknoppen (6240)
Stopcontact (6250)
Industrieel stopcontact (6260)
Schakelaar (6270)
Industriële schakelaar (6280)
Drukknop (6290)
Industriële drukknop (6300)
Bewegingsmelder (6310)
Communicatie-aansluiting (6320)
Binnenverlichting (parent) (6500)
Buitenverlichting (parent) (6505)
Noodverlichting - centraal (parent) (6510)
Noodverlichting - decentraal (parent) (6115)
Lichtbeheersysteem (6520)
Armatuur voor binnen - gloeilamp (6525)
Armatuur voor binnen - halogeenlamp (6530)
Armatuur voor binnen - spaarlamp of fluorescentielamp (6535)
Armatuur voor binnen - TL 8 (6540)
Armatuur voor binnen - TL 5 (6545)
Armatuur voor binnen - LED (6550)
Armatuur voor buiten - gloeilamp (6555)
Armatuur voor buiten - halogeenlamp (6560)
Armatuur voor buiten - spaarlamp of fluorescentielamp (6565)
Armatuur voor buiten - TL 8 (6570)
Armatuur voor buiten - TL 5 (6575)
Armatuur voor buiten - LED (6580)
Specifiek armatuur voor binnen (6585)
Specifiek armatuur voor buiten (6590
Centraal noodverlichtingssysteem (6595)
Noodverlichting - centrale voeding (6600)
Noodverlichting - lokale voeding (6605)
Blusgasinstallatie (6800)
Sprinkler - geheel van de installatie (6805)
Sprinkler - dieselpomp (6810)
Sprinkler - elektrische pomp (6815)
Sprinkler - jockeypomp (6820)
Sprinkler - alarmklep (6825)
Sprinkler - sprinklerkop (6830)
Sprinkler - droge stijgleiding (6835)
Sprinkler - natte stijgleiding (6840)
Sprinkler - waterreservoir (6845)
Geheel van de brandblussers (6850)
Waterblusser (6855)
Schuimblusser (6860)
Poederblusser (6865)
CO2 blusser (6870)
Automatische poederblusser (6875)
Hydrant (6880)
Brandhaspel (6885)
Brandhaspel cf. NBN EN 671-3 (6890)
Brandweerkast (koppelingen, slangen...) (6895)
Branddeur (6900)
Branddeur magneet (6905)
Brandgordijn (6910)
Brandklep (6915)
Gemotoriseerde brandklep (6920)
Brandwerende doorvoer (6925)
Branddetectiecentrale 1 (6930)
Branddetectiecentrale 2 (6931)
Branddetectiecentrale 3 (6932)
Brandmeldcentrale (6935)
Herhaalbord brandmeldcentrale (6940)
Geheel van de branddetectoren (6945)
Branddetector (6950)
Vlamdetector (6955)
Beamdetector (6960)
Manuele brandmelddrukknop (6956)
Brandmeldsirene (6970)
Aspiratiedetectiesysteem (vesda) (6975)
Rookkoepel (6980)
Gasdetectie (aardgas CH4) (6895)
Gasdetectie (aardgas CH4) - Dalemans E, F, U.H1, U.H6
Gasdetectie (aardgas CH4) - Dalemans OCTOBUS / OCTOPLUS / U.V6
Gasdetectie (CO) (7000)
Waterlekdetectie
Nooddouche (7010)
Oogdouche (7015)
Inbraakdetectiecentrale 1 (7200)
Inbraakdetectiecentrale 2 (7201)
Inbraakdetectiecentrale 3 (7202)
Inbraak - centrale (7205)
Inbraak - inbraakdetector (7210)
Inbraak - sirene ¦ flash (7215)
Toegangscontrole 1 (7120)
Toegangscontrole 2 (7121)
Toegangscontrole 3 (7122)
Toegang - centrale control unit (7225)
Toegang - badgelezer (7230)
Toegang - codeslot (7235)
Toegang - drukknop (uitgang) (7240)
Parlofonie (7245)
Videofonie (7250)
Interfonie (7255)
CCTV 1 (7260)
CCTV 2 (7261)
CCTV 3 (7262)
CCTV-Centrale (7265)
CCTV-Camera (7270)
CCTV-Server (7275)
CCTV-Software (7280)
CCTV-Multiplexer/switch (7285)
CCTV-Monitor (6290)
CCTV-Opnametoestel (7295)
Omtrekbeveiliging (7300)
Rolhekken (7305)
Tourniquet poort (7310)
Rolluiken (7315)
Zonwering (7320)
Geheel van alle deuren (7325)
Geheel van all sloten (7330)
Deur - standaard (7335)
Deur - schuifdeur (7340)
Deur - draaideur (7345)
Deur - tourniquet (7350)
Deur - tuimeldeur (7355)
Deur - sectionaaldeur (7360)
Deur - roldeur (7365)
Deur - snelroldeur (7370)
Slagboom (7375)
Veiligheidsslagboom (7380)
Schuifpoort (7385)
Toegangshek (7390)
Tourniquet - toegangshek (7395)
Tourniquet - draaiarm (7400)
Luchtcompressor (7505)
Luchtcompressor (7505)
Luchtcompressor (7505)
Koeldroger (7515)
Adsorptiedroger (7520)
Persluchtfilter (7525)
Olie-en waterafscheider (7530)
Perslucht reservoir (7535)
Perslucht - netwerk (7540)
Vacuümpomp (7545)
Vacuüm reservoir (7550)
Vacuüm - netwerk (7555)
Elektrische personenlift ISO gecertificeeerd (7700)
Hydraulische personenlift (7705)
Traplift (7710)
Roltrap (7715)
Rolpad (7720)
Elektrische goederenlift (7725)
Hydraulische goederenlift (7730)
Platformlift (7735)
Hefplateau (7740)
Rolbrug (7745)
Zwenkkraan (7750)
Takel (7755)
Buizenpost (7760)
Geheel van de vaste keukenapparatuur (parent) algemeen (7800)
Geheel van het vaste keukenmeubilair (parent) (7805)
Spoel tafel (7810)
Werktafel (7815)
Uitvoertafel (7820)
Schap (7825)
Wandkast (7830)
Servieskast (7835)
Kitchenette (7840)
Toebehoren (7845)
Dampkap - industrieel (7850)
Dampkap - huishoudelijk (7855)
Dampkap - controlesysteem (7860)
Dampkap - dakventilator (7865)
Dampkap - kanaalventilator (7870)
Dampkap - horizontaal kanaal (7875)
Dampkap - verticaal kanaal (7880)
Industriële vaatwasmachine (7885)
Geheel van de vaste keukenapparatuur vatwasmachine (parent) (7890)
Glazen wasmachine (7895)
Huishoudelijke vaatwasmachine (7900)
Transportband (7905)
Kar dienbladen (7910)
Waterverzachter afwasmachine (7915)
Fornuis - elektrisch (7920)
Fornuis - gas (7925)
Fornuis - vitrokeramisch (7930)
Kookpot - elektrisch (7935)
Kookpot - gas (7940)
Braadpan - elektrisch (7945)
Braadpan - gas (7950)
Kookplaat - elektrisch (7955)
Kookplaat - gas (7960)
Combi oven - elektrisch en hetelucht (7965)
Combi oven - gas en hetelucht (7970)
Convectie oven - elektrisch (7975)
Convectie oven - gas (7980)
Microgolfoven (7985)
Lage temperatuur oven - elektrisch (7990)
Opwarmoven - elektrisch (7995)
Friteuse - elektrisch (8000)
Friteuse - gas (8005)
Friteuse - inductie (8010)
Gril - elektrisch (8015)
Gril - gas (8020)
Stoomkoker - elektrisch (8025)
Stoomkoker - gas (8030)
Pastakoker - elektrisch (8035)
Pastakoker - gas (8040)
Koelcel (parent) (8045)
Vriescel (parent) (8050)
Snelle koelkamer (8055)
Koel of vriescel - (8060)
Koel of vriescel - binnenunit (verdamper) (8065)
Koelcentrale (8070)
Vriescentrale (8075)
Koel of vriescentrale - koelcircuit (8080)
Koelmeubel - op centrale (8085)
Vriesmeubel - op centrale (8090)
Koelmeubel - individueel (8095)
Vriesmeubel - individueel (8100)
Koelkast (8105)
Diepvriezer (8110)
Ijsblokjesmachine (8115)
Bain marie - elektrisch (8120)
Bain marie - gas (8125)
Soepketel (8130)
Warmhoudoven - elektrisch (8135)
Warmhoudkast (8140)
Warmhoudlade (8145)
Opwarmplaat - elektrisch (8150)
Opwarmplaat - gas (8155)
Warmhoudplaat (8160)
Warmhoudlamp (8165)
Warmhoudbrug (8170)
Frieten warmhouder (8175)
Bordenverwarmer (8180)
Warmhoudvitrine (8185)
Warmhoudmeubel (8190)
Warmhoudkar (8195)
Geïsoleerde warmhoud container(8200)
Wasmachine (8205)
Droogkast (8210)
Handwas (8215)
Desinfectie station (8220)
Keuken douche (8225)
Sterilisatiekast (8230)
Insectenverdelger (8235)
Vuilnisbakken koeler (8240)
Vuilnisbak (8245)
High pressure cleaner (8250)
Vetafscheider- Apparatuur (8255)
Drinkwaterfontein (8260)
Waterdispenser (8265)
Waterkoker (8270)
Koffiemachine (8275)
Koffiemolen (8280)
Snijmachine (8285)
Groentesnijder (290)
Frietsnijder (8295)
Broodsnijder (8300)
Mixer (8305)
Snijrobot (8310)
Hakmolen - elektrisch (8315)
Slazwierder (8320)
Aardappelschilmachine (8325)
Klopper - mixer (8330)
Deegkneder (8335)
Klopper (8340)
Menger (8345)
Deegroller (8350)
Weegschaal (8355)
Blikopener (8360)
Vacuümverpakker (8365)
Geheel automatische regelaars (8500)
Automatische regelaar - DDC (8505)
Zoneregelaar (8510)
Frequentieregelaar algemeen (8515)
Gebouwenbeheersysteem (GBS) (8520)
Computer voor centraal beheer (8525)
Bedieningspaneel - regeling (8530)
Automatische regelaar - DDC GBS (8535)
Zoneregelaar GBS (8540)
Frequentieregelaar (8545)
To be filled in later (0)
Exterior Facade General
Exterior Facade (Glass bricks)
Exterior Wall (outer front facade)
Exterior Facade (Concrete)
Exterior Facade (Cellular concrete)
Exterior Facade (Bricks)
Exterior plastic wall
Cavity Walls (insulated)
Cavity Walls (not insulated)
Parapet (massive balustrade)
Wooden external walls-Constructive solid walls-block-Adobe
Vertical insulation-Loose
Rough-textured external walls-Constructive solid walls-block-Adobe, perforated
Rough-textured external walls-Constructive solid walls-block-Brick
External walls-Constructive solid walls-block-concrete
Vertical insulation-Blanket
Vertical insulation-Plate
Rough-textured external walls-Constructive solid block-concrete walls, perforated
Rough-building External walls-Constructive solid walls-block Aerated concrete
Rough-work external walls-Constructive-solid walls-Log-Glulam
Rough-textured external walls-Constructive-solid walls-Log-Softwood
Rough-building external walls-Constructive solid walls-Wall concrete, precast
Rough-work external walls-Constructive solid walls-Wall Glulam
Rough-building-Exterior walls-Constructive-solid-wall-wall-wood, paneled
Rough-textured external walls-Constructive solid walls-Wall Lvl
Interior Walls General (non bearing wall)
Interior Walls Concrete (non bearing wall)
Interior Walls Maconery (non bearing wall)
Interior Walls Plaster blocks (non bearing wall)
Interior Walls Paintable (non bearing wall)
Covering interior walls (General)
Covering interior walls (Plaster)
Chimney (Internal Part)
Moveable Walls
Rough-textured external walls-Constructive solid walls-block-Limestone
Rough-textured external walls-Constructive-solid walls-block-Steel bricks
Rough-textured external walls-Constructive solid walls-block-Steel
Rough-building-External walls-Constructive-solid-walls-block-Softwood
Concrete Floor (non insulated)
Concrete Floor (insulated)
Cast Floor (non insulated)
Cast Floor (insulated)
Floor Tile (non insulated)
Floor Tile (insulated)
Laminate (non insulated)
Laminate (insulated)
Parquet (non insulated)
Parquet (insulated)
Cork flooring (non insulated)
Cork flooring (insulated)
Vinyl/PVC (non insulated)
Vinyl/PVC (insulated)
Carpet floor (non insulated)
Carpet floor (insulated)
Balcony General
Balcony Steel
Galery
Platform General
Platform Steel
Straight Stairs General
Straight Stairs Concrete
Straight Stairs Steel
Straight Stairs Wood
Straight Stairs Zinc
Straight Stairs
Non-Straight Stairs
Spiral Stairs
Ramps
Ladders
Cage ladders
Set of Climbing Irons
Platform (stairs)
Covering Flat Roof (General insulated)
Covering Flat Roof (Tiles insulated)
Covering Flat Roof (Bitumen without ballast insulated)
Covering Flat Roof (EPDM insulated)
Covering Flat Roof (Aluminium insulated)
Covering Flat Roof (concrete tiles insulated)
Covering Flat Roof (Copper insulated)
Covering Flat Roof (Steel insulated)
Covering Flat Roof (Zinc insulated)
Covering Flat Roof (Slates insulated)
Covering Flat Green Roof Extensive
Covering Flat Green Roof Intensive
Covering Flat Roof (PVC insulated)
Covering Flat Roof (TPO insulated)
Covering Flat Roof (Plastic insulated)
Covering Flat Roof (General non insulated)
Covering Flat Roof (Bitumen without ballast non-insulated)
Covering Flat Roof (EPDM non-insulated)
Covering Flat Roof (Aluminium non-insulated)
Covering Flat Roof (concrete tiles non-insulated)
Covering Flat Roof (Bitumen with ballast non-insulated)
Covering Flat Roof (General non-insulated)
Covering Flat Roof (Tiles non-insulated)
Covering Flat Roof (PVC non-insulated)
Covering Flat Roof (TPO non-insulated)
Covering Flat Roof (Plastic non-insulated)
Covering Flat Roof (General non non-insulated)
Covering Flat Roof (Copper non-insulated)
Covering Flat Roof (Steel non-insulated)
Covering Flat Roof (Zinc non-insulated)
Covering Flat Roof (Slates non-insulated)
Construction Flat Roof Aluminium
Construction Flat Roof Concrete
Construction Flat Roof Wood
Construction Flat Roof Plastic
Construction Flat Roof Metal
Construction Flat Roof Steeldeck
Steel cappings roof
Roof trim Aluminium
Fascia board Wood
Fascia board HPL panel
Covering Sloping Roof (General insulated)
Covering Sloping Roof (Tiles insulated)
Covering Sloping Roof (Bitumen without ballast insulated)
Covering Sloping Roof (EPDM insulated)
Covering Sloping Roof (Aluminium insulated)
Covering Sloping Roof (concrete tiles insulated)
Covering Sloping Roof (Copper insulated)
Covering Sloping Roof (Steel insulated)
Covering Sloping Roof (Zinc insulated)
Covering Sloping Roof (Bitumen ballast insulated)
Covering Sloping Green Roof Extensive
Covering Sloping Green Roof Intensive
Covering Sloping Roof (Slates insulated)
Covering Sloping Roof Sandwich (Panels insulated)
Covering Sloping Roof (General non insulated)
Construction Sloping Roof General
Construction Sloping Roof Concrete
Construction Sloping Roof Wood
Construction Sloping Roof Plastic
Construction Sloping Roof Metal
Construction Sloping Roof Aluminium
Covering Awning
Construction Awning
Covering Canopy
Construction Canopy
Support Beam General
Support Beam Steel
Support Beam concrete
Roof Overhang
Gutter General
Gutter PVC
Gutter Zinc
Gutter Concrete
Gutter Steel
Gutter Plastics
Gutter Wood
Gutter Polyester
Columns General
Columns Steel
Columns Concrete
Plinth (Wood)
Plinth (Hard Stone)
Beams General
Beams Steel
Beams Concrete
Beam bracket
Bulkhead/Support Beam
Wind bracing
Bearing Floor General (non insulated)
Bearing Floor General (insulated)
Exterior Wall General (single bearing wall)
Exterior Wall Concrete (single bearing wall)
Exterior Wall Macenory (single bearing wall)
Interior Walls General (bearing wall)
Window Sill General
Window Sill Plastic
Window Sill Metal
Window Sill Bricks
Window Sill Natural Stone
Window Sill Wood
Closed Windows (Outer double glazing) Aluminium
Closed Windows (Outer double glazing) PVC
Closed Windows (Outer double glazing) Steel
Closed Windows (Outer double glazing) Wood
Closed Windows (Outer double glazing) Concrete
Closed Windows (Outer single glazing)
Finish-Exterior wall openings-Filled with glass-Window turning on one side (single)-Wood
Finish-Exterior wall openings-Filled with glass-Window turning on one side (single)-Aluminium
Finish-Exterior wall openings-Filled with glass-Window turning on one side (double)-PVC
Finish-Exterior wall openings-Filled with glass-Window turning on one side (double)-Steel
Finish-Exterior wall openings-Filled with glass-Window pivoting on one side (double)-Wood
Window opening on 1 side (Outer double glazing) General
Window opening on 1 side (Outer double glazing) PVC
Window opening on 1 side (Outer double glazing) Steel
Window opening on 1 side (Outer double glazing) Wood
Window opening on 1 side (Outer double glazing) Aluminium
Window opening on 1 side (Outer single glazing)
Sliding Windows (Outer double glazing) General
Sliding Windows (Outer double glazing) PVC
Sliding Windows (Outer double glazing) Steel
Sliding Windows (Outer double glazing) Wood
Sliding Windows (Outer double glazing) Aluminium
Sliding Windows (Outer single glazing)
Window rotating on a vertical or horizontal axis (Outer double glazing) General
Window rotating on a vertical or horizontal axis (Outer double glazing) PVC
Window rotating on a vertical or horizontal axis (Outer double glazing) Steel
Window rotating on a vertical or horizontal axis (Outer double glazing) Wood
Window rotating on a vertical or horizontal axis (Outer double glazing) Aluminium
Window rotating on a vertical or horizontal axis (Outer single glazing)
Combination Window (Outer double glazing) General
Combination Window (Outer double glazing) PVC
Combination Window (Outer double glazing) Steel
Combination Window (Outer double glazing) Wood
Combination Window (Outer double glazing) Aluminium
Combination Window (Outer single glazing)
Double Window opening on 1 side (Outer double glazing) General
Double Window opening on 1 side (Outer double glazing) PVC
Double Window opening on 1 side (Outer double glazing) Steel
Double Window opening on 1 side (Outer double glazing) Wood
Double Window opening on 1 side (Outer double glazing) Aluminium
Double Window opening on 1 side (Outer single glazing)
Double window rotating on a vertical or horizontal axis (Outer double glazing) General
Double window rotating on a vertical or horizontal axis (Outer double glazing) PVC
Double window rotating on a vertical or horizontal axis (Outer double glazing) Steel
Double window rotating on a vertical or horizontal axis (Outer double glazing) Wood
Double window rotating on a vertical or horizontal axis (Outer double glazing) Aluminium
Double window rotating on a vertical or horizontal axis (Outersingle glazing)
Double Combination Windows (Outer double glazing) General
Double Combination Windows (Outer double glazing) PVC
Double Combination Windows (Outer double glazing) Steel
Double Combination Windows (Outer double glazing) Wood
Double Combination Windows (Outer double glazing) Aluminium
Double Combination Windows (Outer single glazing)
Door Sill General
Door Sill Hard stone
Door Sill Natural Stone
Door Sill Terrazzo
Door Sill Concrete
Electrical Lock
Manual Swing Door Single (General)
Manual Swing Door Single (PVC)
Manual Swing Door Single (Wood)
Manual Swing Door Single (Steel)
Manual Swing Door Single (Glass)
Manual Swing Door Single (Aluminium)
Automatic Swing Door Single (Aluminium)
Automatic Swing Door Single (PVC)
Automatic Swing Door Single (Wood)
Automatic Swing Door Single (Steel)
Automatic Swing Door Single (Glass)
Manual Swing Door Single (Wood, Low maintenance)
Manual Sliding Door (Outer) General
Manual Sliding Door (Outer) PVC
Manual Sliding Door (Outer) Wood
Manual Sliding Door (Outer) Steel
Manual Sliding Door (Outer) Glass
Manual Sliding Door (Outer) Aluminium
Automatic Sliding Door (Outer) PVC
Automatic Sliding Door (Outer) Wood
Automatic Sliding Door (Outer) Steel
Automatic Sliding Door (Outer) Glass
Manual Tilt Door Single (General)
Manual Tilt Door Single (PVC)
Manual Tilt Door Single (Wood)
Manual Tilt Door Single (Steel)
Manual Tilt Door Single (Glass)
Manual Tilt Door Single (Aluminium)
Manual Sectional Door (Outer) General
Manual Sectional Door (Outer) PVC
Manual Sectional Door (Outer) Wood
Manual Sectional Door (Outer) Steel
Manual Sectional Door (Outer) Glass
Manual Sectional Door (Outer) Aluminium
Automatic Tilt Door Single (PVC)
Automatic Tilt Door Single (Wood)
Automatic Tilt Door Single (Steel)
Automatic Tilt Door Single (Glass)
Manual Revolving Door Single (General)
Manual Revolving Door Single (PVC)
Manual Revolving Door Single (Wood)
Manual Revolving Door Single (Steel)
Manual Revolving Door Single (Glass)
Manual Revolving Door Single (Aluminium)
Deur - draaideur (7345)
Automatic Revolving Door Single (PVC)
Automatic Revolving Door Single (Wood)
Automatic Revolving Door Single (Steel)
Automatic Revolving Door Single (Glass)
Manual Swing Door Double (Outer) General
Manual Swing Door Double (Outer) PVC
Manual Swing Door Double (Outer) Wood
Manual Swing Door Double (Outer) Steel
Manual Swing Door Double (Outer) Glass
Manual Swing Door Double (Outer) Aluminium
Automatic Swing Door Double (Outer) Aluminium
Automatic Swing Door Double (Outer) PVC
Automatic Swing Door Double (Outer) Wood
Automatic Swing Door Double (Outer) Steel
Automatic Swing Door Double (Outer) Glass
Manual Sliding Door Double (Outer) General
Manual Sliding Door Double (Outer) PVC
Manual Sliding Door Double (Outer) Wood
Manual Sliding Door Double (Outer) Steel
Manual Sliding Door Double (Outer) Glass
Manual Sliding Door Double (Outer) Aluminium
Finish-Exterior wall openings-Filled with glass-Combination window (double)-Wood
Finish-Exterior wall openings-Filled with glass-Combination window (double)-Steel
Finish-Exterior wall openings-Filled with glass-Combination window (double)-Wood
Finish-Exterior wall openings-Filled with glass-Combination window (double)-Steel
Automatic Sliding Door Double (Outer) Aluminium
Automatic Sliding Door Double (Outer) PVC
Automatic Sliding Door Double (Outer) Wood
Automatic Sliding Door Double (Outer) Steel
Automatic Sliding Door Double (Outer) Glass
Facade Louvre (Aluminium)
Facade Louvre (Steel)
Closed Window (Inner)
Finish-Exterior wall openings-Filled with glass-Combination window (double)-Steel
Finish-Exterior wall openings-Filled with glass-Combination window (double)-Wood
Finish-Exterior wall openings-Filled with glass-Combination window (double)-Steel
Finish-Exterior wall openings-Filled with glass-Combination window (double)-Wood
Finish-Exterior wall openings-Filled with glass-Combination window (double)-Steel
Finish-Exterior wall openings-Filled with glass-Combination window (double)-Wood
Finish-Exterior wall openings-Filled with glass-Combination window (double)-Steel
Finish-Exterior wall openings-Filled with glass-Combination window (double)-Wood
Window opening on 1 side (Inner)
Double Window opening on 1 side (Inner)
Sliding Window (Inner)
Window rotating on a vertical or horizontal axis (Inner)
Double Window rotating on a vertical or horizontal axis (Inner)
Combination Window (Inner)
Double Combination Window (Inner)
Manual Revolving Door Single (Inner)
Automatic Revolving Door Single (Inner)
Manual Revolving Door Double (Inner)
Automatic Revolving Door Double (Inner)
Porte-2
Porte-3
Automatic Revolving Door (Outer) PVC
Automatic Revolving Door (Outer) wood
Automatic Revolving Door (Outer) Steel
Automatic Revolving Door (Outer) Glass
Automatic Revolving Door (Outer) Aluminium
Manual Revolving Door Double (Outer) General
Manual Revolving Door Double (Outer) PVC
Manual Revolving Door Double (Outer) wood
Manual Revolving Door Double (Outer) Steel
Manual Revolving Door Double (Outer) Glass
Manual Revolving Door Double (Outer) Aluminium
Automatic Revolving Door Double (Outer) General
Automatic Revolving Door Double (Outer) PVC
Automatic Revolving Door Double (Outer) wood
Automatic Revolving Door Double (Outer) Steel
Automatic Revolving Door Double (Outer) Glass
Automatic Revolving Door Double (Outer) Aluminium
Manual Sliding Door Double (Inner)
Automatic Sliding Door Double (Inner)
Manual Sliding Door Double (Inner)
Automatic Sliding Door Double (Inner)
Automatic Access Door Single with badge (Inner)
Manual Sectional Door Single (Inner)
Automatic Sectional Door Single (Inner)
Automatic Fast Closing Door Single (Inner)
Automatic Sectional Door (Outer) PVC
Automatic Sectional Door (Outer) Wood
Automatic Sectional Door (Outer) Steel
Automatic Sectional Door (Outer) Glass
Inner Balustrades
Outer Balustrades
Inner Railing Stairs
Inner Railing
Outer Railing Stairs
Outer Railing
Closed Roof Windows General (double glazing)
Skylight-2
Light Dome-2
Closed Roof Windows PVC (double glazing)
Closed Roof Windows Steel (double glazing)
Closed Roof Windows Wood (double glazing)
Closed Roof Windows Aluminium (double glazing)
Closed Roof Windows General (single glazing)
Skylight
Light Dome
Dormer
Window opening on 1 side General (double glazing)
Window opening on 1 side PVC (double glazing)
Window opening on 1 side Steel (double glazing)
Window opening on 1 side Wood (double glazing)
Window opening on 1 side Aluminium (double glazing)
Sliding Roof Windows General (double glazing)
Sliding Roof Windows PVC (double glazing)
Sliding Roof Windows Steel (double glazing)
Sliding Roof Windows Wood (double glazing)
Sliding Roof Windows Aluminium (double glazing)
Sliding Roof Windows (single glazing)
Roof Windows rotating on a vertical or horizontal axis General (double glazing)
Roof Windows rotating on a vertical or horizontal axis PVC (double glazing)
Roof Windows rotating on a vertical or horizontal axis Steel (double glazing)
Roof Windows rotating on a vertical or horizontal axis Wood (double glazing)
Roof Windows rotating on a vertical or horizontal axis Aluminium (double glazing)
Roof Windows rotating on a vertical or horizontal axis (single glazing)
Combination Windows (Roof) General (double glazing)
Combination Windows (Roof) PVC (double glazing)
Combination Windows (Roof) Steel (double glazing)
Combination Windows (Roof) Wood (double glazing)
Combination Windows (Roof) Aluminium (double glazing)
Combination Windows (Roof single glazing)
Facade Finishing
Facade Cladding General
Facade Cladding Bardage
Facade Cladding bardage on inner boxes
Facade Cladding Sandwichpanels
Facade Cladding Steel panels
Facade Cladding Concrete
Facade plinth general
Facade plinth concrete
Lowered Ceiling
System Ceiling
Naked Ceiling
Clad Ceiling
Gasfired Air Heater
Condensating gasfired Air Heater
Koperen leidingen voor thermische zonnepanelen
Waterpowered Air heater spiral
Hot Air Generator + fuel burner
Solid Fuel Heater
Wallmounted Gas Boiler (>=100 kW)
Wallmounted Condensating Gas Boiler (>= 100 kW)
Wallmounted Condensating Gas Boiler (< 100 kW)
Atmospheric Boiler (< 100 kW)
Atmospheric Boiler (>= 100 kW)
Gas Boiler
Condensating Gas Boiler
Brander - gas (< 100 kW) (455)
Brander - gas (>= 100 kW) (460/465/470/475/480/485/490/495/500/505)
Wallmounted Boiler (< 100 kW)
Wallmounted Boiler (>= 100 kW)
Wallmounted Condensating Boiler (>= 100 kW)
Boiler (Solid Fuel)
Biomass
Chimney (gas boiler)
Chimney (Fuel Boiler)
Chimney (Solid Fuel)
Overvulbeveiliging - Waals gewest
Niveaudetectie - Waals gewest
Kathodische bescherming - Waals gewest
Overdrukbeveiliging - Waals gewest
Ontluchtingssysteem - Waals gewest
Gekoppelde stookolietanks - Waals gewest
Stookolietank bovengronds - Brussels gewest < 3000 L
Stookolietank ondergronds - Brussels gewest < 3000 L
Overvulbeveiliging - Brussels gewest
Lekdetectie - Brussels gewest
Niveaudetectie - Brussels gewest
Kathodische bescherming - Brussels gewest
Overdrukbeveiliging - Brussels gewest
Ontluchtingssysteem - Brussels gewest
Heat Interface Unit
Electrical Heat Exchanger
Steam Boiler LP < 0,5 bar (gas) + economiser
Steam Boiler HP > 0,5 bar (gas) + economiser
Stoomketel - hoge druk (> 0,5 bar) (< 100 kW) (434)
Stoomketel - hoge druk (> 0,5 bar) (>= 100 kW) (435/440)
Stoomgenerator (450)
Steam Generator HP (Gas)
Steam Boiler LP < 0,5 bar (Fuel)
Steam Boiler LP < 0,5 bar (Fuel) + economiser
Steam Boiler HP > 0,5 bar (Fuel)
Steam Boiler HP > 0,5 bar (Fuel) + economiser
Steam Generator LP (Fuel)
Steam Generator HP (Fuel)
Steam Generator LP (Electrical)
Steam Generator HP (Electrical)
Cogeneration (CHP unit)
Chimney (Cogeneration)
Fuel Tank (Underground) Cogeneration
Fuel Tank (Overground) Cogeneration
Transfer Pump Fuel (Cogeneration)
Sun Collector (Heating)
Accumulation
Ontluchtingskappen
Doorvoerelement voor dakdoorvoer ventilatieleiding
Dakkolken voor regenwater (systeem in onderdruk)
Sand Pond
Rainwater drainage pipelines in the building General
Rainwater drainage pipelines inside the building Copper
Rainwater drainage pipelines inside the building Steel
Rainwater drainage pipelines inside the building Cast iron
Rainwater drainage pipelines inside the building PE
Rainwater drainage pipelines inside the building Aluminium
Rainwater drainage pipelines in the building Zinc
Rainwater drainage pipelines outside the building Copper
Rainwater drainage pipelines outside the building PVC
Rainwater drainage pipelines outside the building Steel
Rainwater drainage pipelines outside the building Cast iron
Rainwater drainage pipelines outside the building PE
Rainwater drainage pipelines outside the building Aluminium
Rainwater drainage pipelines outside the building Zinc
Cellar Pump (Sump pump)
Isolatie minerale wol – gewapende alu-folie DN 15
Isolatie minerale wol – gewapende alu-folie DN 20
Isolatie minerale wol – gewapende alu-folie DN 32
Isolatie minerale wol - afwerking aluminium bladen DN20
Isolatie koud, regen en/of zacht waterleiding met synthetisch schuimrubber
piping -NOISE INSOLATION pipes Ø40
piping -NOISE INSOLATION pipes Ø50
piping -NOISE INSOLATION pipes Ø56
piping -NOISE INSOLATION pipes Ø63
piping -NOISE INSOLATION pipes Ø75
piping -NOISE INSOLATION pipes Ø90
piping -NOISE INSOLATION pipes Ø110
piping -NOISE INSOLATION pipes Ø160
GELUIDSISOLATIE leidingen Ø250
Refrigerated drinking fountain
Pressure increase group (Multicellular)
Hydrophore pump
Pressure Vessel Water
Drinking water storage (plastic storage tank)
Water storage (sprinkler) - above ground
Water storage (sprinkler) - Underground
Motor Pump HSW
Sanitary Cold water piping
Diffusion-tight three-layer plastic pipes DN32
Water heater with Heat Pump
Ketel - oververhit water (410)
Ketel - warm water (405)
Atmospheric Water Heater
Central Heating Water Heater
Storage Vessel HSW
Direct on gas water heating unit
Piping (Process water)
Runner Pumps (Process Water)
Runner Pumps (Pool Water)
Vacuum Cleaner Pump (Balai Pump)
Piping (Pool water)
Buffer Tank
Conductivity Meter
pH Meter
Automatic Hardness Meter
Cl and pH Analysis System
Prefilter
Bernoulli Filter
Salt Electrolysis
Demineralised water system
Opbouwwastafel met koud water
Inbouwwastafel met koud water
Wastafel met onderbouwkastje met koud water
Wastafel met onderbouwkastje met koud en warm water
Wastafel voor MIVA met koud water
Wastafel voor MIVA met koud en warm water
Wastafel in RVS met onderbouwkastje in RVS met koud water
Spiegel - standaard
Kantelspiegel voor MIVA
Hang WC met ingebouwd inbouwspoelreservoir Standaard
Hang WC met ingebouwd inbouwspoelreservoir voor MIVA
Hang WC RVS met ingebouwd inbouwspoelreservoir
Gas Piping
Gas Valve
Compressed Air - Piston Compressor
Compressed Air - Lubricated Screw Compressor
Compressed Air - Dry Screw Compressor
Cooling or Freeze Dryer
Adsorption dryer (Electrical regeneration)
Pressure Vessel Compressed Air
Compressed Air Filter
Compressed Air Piping
Vacuum Pump
Heat Pump Air - Water (Internal Unit) 10-60 kW, < 5 ton CO2 eq
Heat Pump Air - Water (External Unit) 10-60 kW, < 5 ton CO2 eq
Heat Pump Air - Water (External Unit) 10-60 kW, >= 5 ton CO2 eq < 50 ton CO2 eq.
Heat Pump Air - Water (Internal and External Unit) 10-60 kW, >= 5 ton CO2 eq < 50 ton CO2 eq.
Heat Pump Air - Water (Internal Unit) 10-60 kW, >= 50 ton CO2 eq. < 500 ton CO2 eq.
Heat Pump Air - Water (In- and External Unit) 10-60 kW, >= 50 ton CO2 eq. < 500 ton CO2 eq.
Heat Pump Air - Water (External Unit) 10-60 kW, >= 50 ton CO2 eq. < 500 ton CO2 eq.
Heat Pump Air - Water (Internal Unit) 61 - 150 kW, < 5 ton CO2 eq
Heat Pump Air - Water (External Unit) 61 - 150 kW, < 5 ton CO2 eq
Heat Pump Air - Water (Internal Unit) 61 - 150 kW, >= 5 ton CO2 eq < 50 ton CO2 eq.
Heat Pump Air - Water (External Unit) 61 - 150 kW, >= 5 ton CO2 eq < 50 ton CO2 eq.
Heat Pump Air - Water (Internal and External Unit) 61 - 150 kW, >= 5 ton CO2 eq < 50 ton CO2 eq.
Heat Pump Air - Water (Internal Unit) 61 - 150 kW, >= 50 ton CO2 eq. < 500 ton CO2 eq.
Heat Pump Air - Water (External Unit) 61 - 150 kW, >= 50 ton CO2 eq. < 500 ton CO2 eq.
Heat Pump Air - Water (Internal and External Unit) 61 - 150 kW, >= 50 ton CO2 eq. < 500 ton CO2 eq.
Heat Pump Air - Water (Internal Unit) 151 - 300 kW, < 5 ton CO2 eq
Heat Pump Air - Water (External Unit) 151 - 300 kW, < 5 ton CO2 eq
Heat Pump Air - Water (Internal and External Unit) 151 - 300 kW, < 5 ton CO2 eq
Heat Pump Air - Water (Internal Unit) 151 -300 kW, >= 5 ton CO2 eq < 50 ton CO2 eq.
Heat Pump Air - Water (External Unit) 151 -300 kW, >= 5 ton CO2 eq < 50 ton CO2 eq.
Heat Pump Air - Water (Internal and External Unit) 151 -300 kW, >= 5 ton CO2 eq < 50 ton CO2 eq.
Heat Pump Air - Water (Internal Unit)151 - 300kW, >= 5 ton CO2 eq < 50 ton CO2 eq.
Heat Pump Air - Water (External Unit)151 - 300kW, >= 5 ton CO2 eq < 50 ton CO2 eq.
Heat Pump Air - Water (Internal and External Unit)151 - 300kW, >= 5 ton CO2 eq < 50 ton CO2 eq.
Split unit (Internal and External Unit) - reversible
Heat Pump Air - Air (Internal Unit) 10-60 kW, < 5 ton CO2 eq
Heat Pump Air - Air (External Unit) 10-60 kW, < 5 ton CO2 eq
Heat Pump Air - Air (Internal and External Unit) 10-60 kW, < 5 ton CO2 eq
Heat Pump Air - Air (Internal Unit) 10-60 kW, >= 5 ton CO2 eq < 50 ton CO2 eq.
Heat Pump Air - Air (External Unit) 10-60 kW, >= 5 ton CO2 eq < 50 ton CO2 eq.
Heat Pump Air - Air (Internal and External Unit) 10-60 kW, >= 5 ton CO2 eq < 50 ton CO2 eq.
Heat Pump Air - Air (Internal Unit) 10-60 kW, >= 50 ton CO2 eq. < 500 ton CO2 eq.
Heat Pump Air - Air (In- and External Unit) 10-60 kW, >= 50 ton CO2 eq. < 500 ton CO2 eq.
Heat Pump Air - Air (External Unit) 10-60 kW, >= 50 ton CO2 eq. < 500 ton CO2 eq.
Heat Pump Air - Air (Internal Unit) 61 - 150 kW, < 5 ton CO2 eq
Heat Pump Air - Air (External Unit) 61 - 150 kW, < 5 ton CO2 eq
Heat Pump Air - Air (Internal and External Unit) 61 - 150 kW, < 5 ton CO2 eq
Heat Pump Air - Air (Internal Unit) 61 - 150 kW, >= 5 ton CO2 eq < 50 ton CO2 eq.
Heat Pump Air - Air (External Unit) 61 - 150 kW, >= 5 ton CO2 eq < 50 ton CO2 eq.
Heat Pump Air - Air (Internal and External Unit) 61 - 150 kW, >= 5 ton CO2 eq < 50 ton CO2 eq.
Heat Pump Air - Air (Internal Unit) 61 - 150 kW, >= 50 ton CO2 eq. < 500 ton CO2 eq.
Heat Pump Air - Air (External Unit) 61 - 150 kW, >= 50 ton CO2 eq. < 500 ton CO2 eq.
Heat Pump Air - Air (Internal and External Unit) 61 - 150 kW, >= 50 ton CO2 eq. < 500 ton CO2 eq.
Heat Pump Air - Air (Internal Unit) 151 - 300 kW, < 5 ton CO2 eq
Heat Pump Air - Air (External Unit) 151 - 300 kW, < 5 ton CO2 eq
Heat Pump Air - Air (Internal and External Unit) 151 - 300 kW, < 5 ton CO2 eq
Heat Pump Air - Air (Internal Unit) 151 -300 kW, >= 5 ton CO2 eq < 50 ton CO2 eq.
Heat Pump Air - Air (External Unit) 151 -300 kW, >= 5 ton CO2 eq < 50 ton CO2 eq.
Heat Pump Air - Air (Internal and External Unit) 151 -300 kW, >= 5 ton CO2 eq < 50 ton CO2 eq.
Heat Pump Air - Air (Internal Unit)151 - 300kW, >= 5 ton CO2 eq < 50 ton CO2 eq.
Heat Pump Air - Air (External Unit)151 - 300kW, >= 5 ton CO2 eq < 50 ton CO2 eq.
Heat Pump Air - Air (Internal and External Unit)151 - 300kW, >= 5 ton CO2 eq < 50 ton CO2 eq.
Cooling Unit Scroll/Semi-Hermetic Compressor (coolgroup <= 12 kW; <= 5 ton CO2 eq.)
Cooling Unit Piston Compressor (coolgroup <= 12 kW; <= 5 ton CO2 eq.)
Cooling Unit Centrifugal Compressor (coolgroup <= 12 kW; <= 5 ton CO2 eq.)
Cool Unit Screw Compressor (coolgroup <= 12 kW; < 5 ton CO2 eq.)
Cooling Unit Piston Compressor (coolgroup > 12 kW; > 5 ton CO2 eq. <= 50 ton CO2 eq.)
Cooling unit Centrifugal compressor (coolgroup > 12 kW; > 5 ton CO2 eq. <= 50 ton CO2 eq.)
Cooling Unit Scroll/Semi-Hermetic Compressor (coolgroup > 12 kW; > 5 ton CO2 eq. <= 50 ton CO2 eq.)
Cooling Unit Scroll/Semi-Hermetic Compressor (coolgroup > 12 kW; > 500 ton CO2 eq.)
Cooling Unit Centrifugal compressor (coolgroup > 2 MW; >= 50 ton CO2 eq. <= 500 ton CO2 eq.)
Cooling Unit Scroll/Semi-Hermetic Compressor (coolgroup > 12 kW; > 50 ton CO2 eq. <= 500 ton CO2 eq.)
Cooling Unit Piston Compressor (coolgroup > 12 kW; > 50 ton CO2 eq. <= 500 ton CO2 eq.)
Cooling unit Centrifugal compressor (coolgroup > 12 kW; > 50 ton CO2 eq. <= 500 ton eq.)
Cooling Unit Scroll/Semi-Hermetic Compressor (coolgroup <= 12 kW; >= 5 ton CO2 eq. <= 50 ton CO2 eq.)
Cool Unit Screw Compressor (coolgroup <= 12 kW; >= 5 ton CO2 eq. <= 50 ton CO2 eq.)
Cool Unit Screw Compressor (coolgroup > 12 kW; > 5 ton CO2 eq. <= 50 ton CO2 eq.)
Cool Unit Screw Compressor (coolgroup > 12 kW; > 50 ton CO2 eq. <= 500 ton CO2 eq.)
Cooling Unit Piston Compressor (coolgroup > 12 kW; > 500 ton CO2 eq.)
Cooling Unit Centrifugal Compressor (coolgroup > 12 kW; <= 5 ton CO2 eq.)
Cooling Unit Centrifugal Compressor (coolgroup > 12 kW; > 500 ton CO2 eq.)
Cool Unit Screw Compressor (coolgroup > 12 kW; > 500 ton CO2 eq.)
Cooling Unit Scroll/Semi-Hermetic Compressor (coolgroup > 2 MW; >= 50 ton CO2 eq. <= 500 ton CO2 eq.)
Cooling Unit Piston Compressor (coolgroup > 2 MW; >= 50 ton CO2 eq. <= 500 ton CO2 eq.)
Cool Unit Screw Compressor (coolgroup > 2 MW; >= 50 ton CO2 eq. <= 500 ton CO2 eq.)
Closed Expansion Vessel Cooling
Expansion Vessel with compressor Cooling
Liquid Receiver
Pressure Steps Deaerator Cooling
Circulation Pump Cooling
Double Circulation Pump Cooling
Inline Pump Cooling
Double Inline Pump Cooling
Motor Pump Cooling
Motorised 2-way Valve/Butterfly Valve Cooling
Motorised 3-way Valve/Butterfly Valve Cooling
Tube Heat Exchanger Cooling
Buffer Vessel Ice Water
Chilled Water Piping
Refrigerant Piping
Iced Water Collector
Koelmachine (ijswater) - watergekoeld
Cooled Ceiling / Cooled Beam
Fan Coil Unit (2-pipes) Cooling
Pressure Induction Unit (2-pipes) Cooling
Kringsysteem Zonnepanelen (glycolmengsel)
Kringsysteem warmtewisselaars Zonnepanelen
Closed Expansion Vessel Heating
Expansion Vessel with compressor Heating
Pressure Steps Deaerator Heating
Circulation Pump Heating
Double Circulation Pump Heating
Inline Pump Heating
Double Inline Pump Heating
Motor Pump Heating
Central Heating Hot Water Collector
Dirt Seperator
Micro-bubble separator
Automatic filling system heating water distribution
Circulator Serving Floor Heating
Floor Heating (Hot Water)
Check valve
Dubbeldienstkraan
Condensate Pot
Condensate Pump (Ogden Pump)
Condensate Tank
Drainage Tank
Drainage point
Fan Coil Unit (2-pipes) Heating
Fan Coil Unit (3-pipes)
Pressure Induction Unit (2-pipes) Heating
Pressure Induction Unit (3-pipes)
Pressure Induction Unit (4-pipes)
Smoke Vent (command panel) - Smoke and Heat Extraction System
Window actuator - Smoke and Heat Extraction System
Natural Ventilation (uncontrollable)
Natural Ventilation (Controllable)
Ventilation hood
Duct Fan Axial >= 10.000m3/h
Duct Fan Centrif. < 10.000m3/h
Duct Fan Centrif. >= 10.000m3/h
Axial Fan
Smoker`s cabin
Extraction Unit
Booster - Smoke and Heat Extraction System
Central mechanical extraction system
Air Treatment Unit Component - Cabinet Air Cooler (Iced Water Circuit)
Air Treatment Unit Component - Air Heater (Water)
Air Treatment Unit Component - Air Curtain (Water)
Air Treatment Unit Component - Postheating Battery
Air Treatment Unit Component - Postcooling Battery
Air Treatment Unit Component - Ultrasonic Humidifier
Air Treatment Unit Component - Gasfired Steam Humidifier
Air Treatment Unit Component - VAV
Air Treatment Unit Component - CAV
Air Treatment Unit Component - Heat Recovery Wheel
Air Treatment Unit Component - Cross-flow heat exchanger
Air Treatment Unit Component - Laminar Supply Air Plenum < 2500 m3/h (Absolute Filters)
Air Treatment Unit Component - Laminar Supply Air Plenum 2.500 - 5.000 m3/h (Absolute Filters)
Air Treatment Unit Component - Laminar Supply Air Plenum 5001 - 10.000 m3/h (Absolute Filters)
Air Treatment Unit Component - Laminar Supply Air Plenum 20.001 - 40.000 m3/h (Absolute Filters)
Air Treatment Unit Component - Filter Section
Air Treatment Unit Component - Motorised Register
Air Treatment Unit Component - Pulsion Grill (without filter)
Air Treatment Unit Component - Extraction Grill (with filter)
Air Treatment Unit Component - Frequency controller fan (pulsation)
Air Treatment Unit Complete - (Filter Section/ 100% fresh Air)
Air Treatment Unit Complete - (Coarse + Fine Filter/ 100% fresh Air)
Air Treatment Unit Complete - (Filter Section/ Heat Recuperation)
Air Treatment Unit Complete - (Coarse + Fine Filter/ Heat Recuperation)
Air Treatment Unit Complete - (1 battery/Filter section/ 100% fresh Air)
Air Treatment Unit Complete - (1 battery/Coarse + Fine Filter/ 100% fresh Air)
Air Treatment Unit Complete - (1 battery/Filter Section/ Heat Recuperation)
Air Treatment Unit Complete - (1 battery/Coarse + Fine Filter/ Heat Recuperation)
Air Treatment Unit Complete - (2 batteries (+/-)/Filter section/ 100% fresh Air)
Air Treatment Unit Complete - (2 batteries (+/-)/Coarse + Fine Filter/ 100% fresh Air)
Air Treatment Unit Complete - (2 batteries (+/-)/Filter Section/ Heat Recuperation)
Air Treatment Unit Complete - (2 batteries (+/-)/Coarse + Fine Filter/ Heat Recuperation)
Air Treatment Unit Complete - (3 batteries (+/-/+)/Filter section/ 100% fresh Air)
Air Treatment Unit Complete - (3 batteries (+/-/+)/Coarse + Fine Filter/ 100% fresh Air)
Air Treatment Unit Complete - (3 batteries (+/-/+)/Filter Section/ Heat Recuperation)
Air Treatment Unit Complete - (3 batteries (+/-/+)/Coarse + Fine Filter/ Heat Recuperation)
Air Treatment Unit Complete - (3 batteries (+/-/+)/Humidification/Filter section/ 100% fresh Air)
Air Treatment Unit Complete - (3 batteries (+/-/+)/Humidification/Coarse + Fine Filter/ 100% fresh Air)
Air Treatment Unit Complete - (3 batteries (+/-/+)/Humidification/Coarse + Fine Filter/ Heat Recuperation)
Thermostat
Control Panel
Thermical Energy Meter
Gas Meter
Steam Meter
Water Meter
Electricity Meter
Compressed Air Meter
Pressure Meter
Thermometer
Battery String (emergency back up)
Static Switch => emergency net
Battery 12V
Evacuation system - Battery set (public address)
Fuel Tank (Underground)
Transfer Pump Fuel (Emergency)
Earthing Pin
Earthing point
Earthing mat
Earthing Switch
Vermogensschakelaar hoogspanning (6140)
Safety Utilities (Bench, Gloves, stick, ...)
High voltage arrival tension cabinet
High voltage counting cabinet
Main Distribution Board
Distribution Board
24V / 48V Energy Station
Battery String
Charger and Battery for Electrical Appliances (cars)
Charging post (bicycles, cars)
Inverter - wind turbine
Low Voltage Transformator
Low Voltage Switch Gear
Low voltage room
Lightning Protection
Lightning Protection Earthing Network
Lightning Protection Earthing Pin
CEE Power Outlet
Electrical switchboard cabinet (Low Voltage)
Switch
Key Switch
Movement Switch
Presence Switch
Twilight Switch
Dimmer
TL-TL HF Appliance
TL-Circular TL
CTL Appliance (E14-E27)
CTL Appliance (2-pins)
CTL Appliance (4-pins)
Discharge Appliance-SON
Discharge Appliance-HPL
Discharge Appliance-HPI
Discharge Appliance-SOX
Discharge Appliance-CDM
Discharge Appliance-MHN
LED-Tube Lamp (T5 - 230V)
LED-Tube Lamp (T8 - 230V)
LED-Lamp/spot (E14/E27 - 230V)
LED-Spot (G9 - 230V)
LED-Spot (GU10 - 230V)
LED-Spot (AR111 - 230V)
LED-Spot (GX53 - 230V)
LED Lighting strip
LED-Spot (MR11/MR16 - 12V)
LED-Spot (AR111 - 12V)
Central Emergency Lighting (24V)
Neon Lighting
Transformer for Neon Lighting
Stop Light (Red)
Stop Light (Red, Green)
Stop Light (Red, Orange, Green)
Parking Management System - Central
Parking Management System - Monitor
Parking Management System - Presence sensor
Parking Management System - Quantity Information Display
Parking Management System - Totem (Count Registration)
Persons Call System
Intervention Call: Alarm light (flash light)
Intervention Call: Acoustic Alarm
Intervention Call: Speaker
Intervention Call: Complete system
Work Time Registration
Mother Clock
Clock
Presence and Occupied Signalisation
Telephone
Telephone connection
Intercom
Audio component: Amplifier
Audio component: Tuner
Audio component: CD-Player
Audio component: Microphone
Audio component: Speaker
Audio component: Control panel (micro, music, ...)
Audio component: Connection point Microphone
Television
Television connection (Coax, ...)
Beamer
Automatic Projection Screen
Information Screen
Data Connection (UTP, FTP)
Server and Data rack
Wifi Installation - Amplifier
Wifi Installation - patchpanel
ASTRID Network - Beacon (Central)
ASTRID Network - Amplifier
ASTRID Network - External antenna
ASTRID Network - Internal antenna
Satellite TV - Satellite dish
Satellite TV - Multiswitch
Evacuation System
Evacuation Panel
Disabled call module
Repetition Board
Synoptic fire alarm panel
Siren / Flash
Fire Notifier
Aspiration detector
Smoke Detection
PIR detector
I/O module Fire Detection system
Fire door RF30 (Steel)
Magnetic Contact
Fire door RF60 (Steel)
Fire door RF30 (Wood)
Fire door RF60 (Wood)
Fire door RF30 (PVC)
Fire door RF60 (PVC)
Fire door RF60 (Aluminium)
Fire door RF30 (Aluminium)
Fire-resistant Passages
Push button door locking device (wired)
Complete Sprinkler system (wet; fully assembled)
Complete Sprinkler system (dry; fully assembled)
Indoor hydrant
Sprinkler Component: Alarm Bell
Dry fire extinguishing pipe
First Aid kit
Air ducts fire ventilation facility
Burglar Detection - Door/Window Contact
Security - Agression-alarm - Central
Security - Agression-alarm - Hold up button / Panic button
Access Control - Lock
Manual Sun Screen
Metal Detection
Gas Detection (CO2)
Perimeter Security
Conveyor Belt
Overhead Crane
Rail Container - Rails
Rail Container - Container
Screen
Keyboard
Mouse
Sonde
Automatic Control (DDC) Primary
Network Engines (NAE/NCE)
Field Equipment controllers
Input/output modules
Alarm Transmitter
Modem
Locker
Motorised Sun Screen (indoors)
Manual Sun Screen (indoors) - Screen
Manual Sun Screen (indoors) - Blinds
Grinding poles (fire brigade)
Car wash Facilities
Laundry, Dry-cleaning, Ironing Facilities
Hose Washer Installation
Kitchen Counter (Domestic)
Kitchen Cupboard (Domestic)
Preparation: Mixer
Preparation: Whipper
Preparation: Salad Swayer
Preparation: Peeler
Preparation: Cutting Machine
Preparation: Scale
Dishers: Kitchen Sorting unit
Dishers: Kitchen turning bend unit
Dishers: Kitchen Boiling kettle
Dishers: Kitchen Drying tunnel
Dishers: Kitchen Basket stacker
Dishers: Kitchen Dish stacker
Dishers: Kitchen Pan washer
Dishers: Kitchen Cup warmer
Dishers: Kitchen Hot display
Dishers: Kitchen Refrigerated workbench
Dishes: Trays dishWasher
Wash Basin, manual taps
Wash Basin, automatic taps
Kitchenette
Washing table (kitchen)
Water Tap - frost free
Syphon
Fonteintje /wasbakje Toilet (WC)
Hair Dryer
Hand Dryer
Disabled WC / Toilet (MIVA)
Water Tap (without seal)
High / Low Bath
Bathroom furniture (Domestic)
Lifeline
Set of Lifeline Anchor Points
Anchor Point
Cleaning Cradle
Roof Rails
Roof Wagon
facade maintenance facilities
Gas Station
Fuel Tank (vehicle)
Tank
Waste Press
Bicycle Shelter
Mast (pyramid)
Mast (rigged)
Manual rotary drum
Automatic rotary drum
Manual Revolving Gate
Automatic Revolving Gate
Roads
Bicycle Roads
Pavements
Road lighting
Terrain lighting
Parking Spaces - External
Outdoors
Lawn
Flower Bed
Shrubs
Trees
Sewer Pipe
Sewerage Pit
Gutter
Pond
Storm Basin
Water Lot
External Hydrant (site)
Manual Barrier
Road Blocker
Retractable Bollard
Outdoor bench
Letter box
Key safe
Flag Pole
Football Field
Tennis Court
Athletics Path
Basketball Court
Sport Court
Salt Silo

## ALL_Codes
Asset_Code | VMA_Code | Asset_Code | Element_Name | Element Default Value | Technical Size Unit
5.1.13.10 | 100 | 5.1.13.10 | Schoorsteen (rookgasafvoer) - gas (100) | 1 | pcs
5.1.13.11 | 105 | 5.1.13.11 | Haardroger (3270) | 1 | pcs
5.1.21.50 | 110 | 5.1.21.50 | Gasketel - wandmodel (<= 100 kW) (110) | 85 | kW
5.1.21.55 | 115 | 5.1.21.55 | Gasketel - vloermodel (<= 100 kW) (115) | 85 | kW
5.1.21.56 | 120 | 5.1.21.56 | Gasketel - vloermodel (> 100 kW) (120/125/130/135/140/145/150/155/160/165) | 180 | kW
5.1.21.56 | 125 | 5.1.21.56 | Gasketel - vloermodel (> 100 kW) (120/125/130/135/140/145/150/155/160/165) | 230 | kW
5.1.21.56 | 130 | 5.1.21.56 | Gasketel - vloermodel (> 100 kW) (120/125/130/135/140/145/150/155/160/165) | 350 | kW
5.1.21.56 | 135 | 5.1.21.56 | Gasketel - vloermodel (> 100 kW) (120/125/130/135/140/145/150/155/160/165) | 480 | kW
5.1.21.56 | 140 | 5.1.21.56 | Gasketel - vloermodel (> 100 kW) (120/125/130/135/140/145/150/155/160/165) | 580 | kW
5.1.21.56 | 145 | 5.1.21.56 | Gasketel - vloermodel (> 100 kW) (120/125/130/135/140/145/150/155/160/165) | 872 | kW
5.1.21.56 | 150 | 5.1.21.56 | Gasketel - vloermodel (> 100 kW) (120/125/130/135/140/145/150/155/160/165) | 1163 | kW
5.1.21.56 | 155 | 5.1.21.56 | Gasketel - vloermodel (> 100 kW) (120/125/130/135/140/145/150/155/160/165) | 1745 | kW
5.1.21.56 | 160 | 5.1.21.56 | Gasketel - vloermodel (> 100 kW) (120/125/130/135/140/145/150/155/160/165) | 2326 | kW
5.1.21.56 | 165 | 5.1.21.56 | Gasketel - vloermodel (> 100 kW) (120/125/130/135/140/145/150/155/160/165) | 3489 | kW
5.1.21.70 | 170 | 5.1.21.70 | Gasketel - vloermodel - Ygnis (> 100 kW) (170/175) | 300 | kW
5.1.21.71 | 175 | 5.1.21.71 | Gasketel - vloermodel - Ygnis (<= 100 kW) (171) | 600 | kW
5.1.21.90 | 180 | 5.1.21.90 | Pulserende gasketel (<= 100 kW) (180) | 100 | kW
5.1.21.91 | 185 | 5.1.21.91 | Pulserende gasketel (> 100 kW) (185/190/195/200/205/210/215/220/225) | 180 | kW
5.1.21.91 | 190 | 5.1.21.91 | Pulserende gasketel (> 100 kW) (185/190/195/200/205/210/215/220/225) | 230 | kW
5.1.21.91 | 195 | 5.1.21.91 | Pulserende gasketel (> 100 kW) (185/190/195/200/205/210/215/220/225) | 350 | kW
5.1.21.91 | 200 | 5.1.21.91 | Pulserende gasketel (> 100 kW) (185/190/195/200/205/210/215/220/225) | 480 | kW
5.1.21.91 | 205 | 5.1.21.91 | Pulserende gasketel (> 100 kW) (185/190/195/200/205/210/215/220/225) | 580 | kW
5.1.21.91 | 210 | 5.1.21.91 | Pulserende gasketel (> 100 kW) (185/190/195/200/205/210/215/220/225) | 872 | kW
5.1.21.91 | 215 | 5.1.21.91 | Pulserende gasketel (> 100 kW) (185/190/195/200/205/210/215/220/225) | 1163 | kW
5.1.21.91 | 220 | 5.1.21.91 | Pulserende gasketel (> 100 kW) (185/190/195/200/205/210/215/220/225) | 1745 | kW
5.1.21.91 | 225 | 5.1.21.91 | Pulserende gasketel (> 100 kW) (185/190/195/200/205/210/215/220/225) | 2326 | kW
5.1.21.90 | 230 | 5.1.21.90 | Pulserende gasketel (<= 100 kW) (180) | 100 | kW
5.1.21.91 | 235 | 5.1.21.91 | Pulserende gasketel (> 100 kW) (185/190/195/200/205/210/215/220/225) | 180 | kW
5.1.21.91 | 240 | 5.1.21.91 | Pulserende gasketel (> 100 kW) (185/190/195/200/205/210/215/220/225) | 230 | kW
5.1.21.91 | 245 | 5.1.21.91 | Pulserende gasketel (> 100 kW) (185/190/195/200/205/210/215/220/225) | 350 | kW
5.1.21.91 | 250 | 5.1.21.91 | Pulserende gasketel (> 100 kW) (185/190/195/200/205/210/215/220/225) | 480 | kW
5.1.21.91 | 255 | 5.1.21.91 | Pulserende gasketel (> 100 kW) (185/190/195/200/205/210/215/220/225) | 580 | kW
5.1.21.91 | 260 | 5.1.21.91 | Pulserende gasketel (> 100 kW) (185/190/195/200/205/210/215/220/225) | 872 | kW
5.1.21.91 | 265 | 5.1.21.91 | Pulserende gasketel (> 100 kW) (185/190/195/200/205/210/215/220/225) | 1163 | kW
5.1.21.91 | 270 | 5.1.21.91 | Pulserende gasketel (> 100 kW) (185/190/195/200/205/210/215/220/225) | 1745 | kW
5.1.21.91 | 275 | 5.1.21.91 | Pulserende gasketel (> 100 kW) (185/190/195/200/205/210/215/220/225) | 2326 | kW
5.1.21.91 | 280 | 5.1.21.91 | Pulserende gasketel (> 100 kW) (185/190/195/200/205/210/215/220/225) | 3489 | kW
5.1.22.10 | 285 | 5.1.22.10 | Stookolieketel - wandmodel (<= 100 kW) (285) | 40 | kW
5.1.22.12 | 286 | 5.1.22.12 | Stookolieketel - wandmodel (>=100 kW) (286) | 1163 | kW
5.1.22.13 | 290 | 5.1.22.13 | Stookolieketel - vloermodel (<= 100 kW) (290) | 100 | kW
5.1.22.14 | 295 | 5.1.22.14 | Stookolieketel - vloermodel (> 100 kW) (295/300/305/310/315/320/325/330/335/340) | 180 | kW
5.1.22.14 | 300 | 5.1.22.14 | Stookolieketel - vloermodel (> 100 kW) (295/300/305/310/315/320/325/330/335/340) | 230 | kW
5.1.22.14 | 305 | 5.1.22.14 | Stookolieketel - vloermodel (> 100 kW) (295/300/305/310/315/320/325/330/335/340) | 350 | kW
5.1.22.14 | 310 | 5.1.22.14 | Stookolieketel - vloermodel (> 100 kW) (295/300/305/310/315/320/325/330/335/340) | 480 | kW
5.1.22.14 | 315 | 5.1.22.14 | Stookolieketel - vloermodel (> 100 kW) (295/300/305/310/315/320/325/330/335/340) | 580 | kW
5.1.22.14 | 320 | 5.1.22.14 | Stookolieketel - vloermodel (> 100 kW) (295/300/305/310/315/320/325/330/335/340) | 872 | kW
5.1.22.14 | 325 | 5.1.22.14 | Stookolieketel - vloermodel (> 100 kW) (295/300/305/310/315/320/325/330/335/340) | 1163 | kW
5.1.22.14 | 330 | 5.1.22.14 | Stookolieketel - vloermodel (> 100 kW) (295/300/305/310/315/320/325/330/335/340) | 1745 | kW
5.1.22.14 | 335 | 5.1.22.14 | Stookolieketel - vloermodel (> 100 kW) (295/300/305/310/315/320/325/330/335/340) | 2326 | kW
5.1.22.14 | 340 | 5.1.22.14 | Stookolieketel - vloermodel (> 100 kW) (295/300/305/310/315/320/325/330/335/340) | 3489 | kW
5.1.22.30 | 345 | 5.1.22.30 | Pulserende stookolieketel (<= 100 kW) (345) | 100 | kW
5.1.22.31 | 350 | 5.1.22.31 | Pulserende stookolieketel (> 100 kW) (350/355/360/365/370/375/380/385/390) | 180 | kW
5.1.22.31 | 355 | 5.1.22.31 | Pulserende stookolieketel (> 100 kW) (350/355/360/365/370/375/380/385/390) | 230 | kW
5.1.22.31 | 360 | 5.1.22.31 | Pulserende stookolieketel (> 100 kW) (350/355/360/365/370/375/380/385/390) | 350 | kW
5.1.22.31 | 365 | 5.1.22.31 | Pulserende stookolieketel (> 100 kW) (350/355/360/365/370/375/380/385/390) | 480 | kW
5.1.22.31 | 370 | 5.1.22.31 | Pulserende stookolieketel (> 100 kW) (350/355/360/365/370/375/380/385/390) | 580 | kW
5.1.22.31 | 375 | 5.1.22.31 | Pulserende stookolieketel (> 100 kW) (350/355/360/365/370/375/380/385/390) | 872 | kW
5.1.22.31 | 380 | 5.1.22.31 | Pulserende stookolieketel (> 100 kW) (350/355/360/365/370/375/380/385/390) | 1163 | kW
5.1.22.31 | 385 | 5.1.22.31 | Pulserende stookolieketel (> 100 kW) (350/355/360/365/370/375/380/385/390) | 1745 | kW
5.1.22.31 | 390 | 5.1.22.31 | Pulserende stookolieketel (> 100 kW) (350/355/360/365/370/375/380/385/390) | 2326 | kW
5.1.22.31 | 395 | 5.1.22.31 | Pulserende stookolieketel (> 100 kW) (350/355/360/365/370/375/380/385/390) | 3489 | kW
5.1.23.12 | 400 | 5.1.23.12 | Pelletketel - vloermodel (400) | 10 | kW
5.3.21.99 | 405 | 5.3.21.99 | Ketel - warm water (405) | 650 | kW
5.3.21.98 | 410 | 5.3.21.98 | Ketel - oververhit water (410) | 85 | kW
5.1.21.60 | 415 | 5.1.21.60 | Ketel - thermische olie (415) | 400 | kW
5.1.33.00 | 419 | 5.1.33.00 | Stoomketel - lage druk (<= 0,5 bar) (<= 100 kW) (419) | 10 | kW
5.1.33.02 | 420 | 5.1.33.02 | Stoomketel - lage druk (<= 0,5 bar) (> 100 kW) (420/425) | 580 | kW
5.1.33.02 | 425 | 5.1.33.02 | Stoomketel - lage druk (<= 0,5 bar) (> 100 kW) (420/425) | 1163 | kW
5.1.33.03 | 430 | 5.1.33.03 | Stoomketel - lage druk (<= 0,5 bar) via O.A. (430) | 1 | pcs
5.1.33.08 | 434 | 5.1.33.08 | Stoomketel - hoge druk (> 0,5 bar) (<= 100 kW) (434) | 85 | kW
5.1.33.09 | 435 | 5.1.33.09 | Stoomketel - hoge druk (> 0,5 bar) (> 100 kW) (435/440) | 580 | kW
5.1.33.09 | 440 | 5.1.33.09 | Stoomketel - hoge druk (> 0,5 bar) (> 100 kW) (435/440) | 1163 | kW
5.1.33.04 | 445 | 5.1.33.04 | Stoomketel - hoge druk (<= 0,5 bar) via O.A. (445) | 1 | pcs
5.1.33.10 | 450 | 5.1.33.10 | Stoomgenerator (450) | 46 | kW
5.1.21.25 | 455 | 5.1.21.25 | Brander - gas (<= 100 kW) (455) | 75 | kW
5.1.21.26 | 460 | 5.1.21.26 | Brander - gas (> 100 kW) (460/465/470/475/480/485/490/495/500/505) | 180 | kW
5.1.21.26 | 465 | 5.1.21.26 | Brander - gas (> 100 kW) (460/465/470/475/480/485/490/495/500/505) | 230 | kW
5.1.21.26 | 470 | 5.1.21.26 | Brander - gas (> 100 kW) (460/465/470/475/480/485/490/495/500/505) | 350 | kW
5.1.21.26 | 475 | 5.1.21.26 | Brander - gas (> 100 kW) (460/465/470/475/480/485/490/495/500/505) | 480 | kW
5.1.21.26 | 480 | 5.1.21.26 | Brander - gas (> 100 kW) (460/465/470/475/480/485/490/495/500/505) | 580 | kW
5.1.21.26 | 485 | 5.1.21.26 | Brander - gas (> 100 kW) (460/465/470/475/480/485/490/495/500/505) | 872 | kW
5.1.21.26 | 490 | 5.1.21.26 | Brander - gas (> 100 kW) (460/465/470/475/480/485/490/495/500/505) | 1163 | kW
5.1.21.26 | 495 | 5.1.21.26 | Brander - gas (> 100 kW) (460/465/470/475/480/485/490/495/500/505) | 1745 | kW
5.1.21.26 | 500 | 5.1.21.26 | Brander - gas (> 100 kW) (460/465/470/475/480/485/490/495/500/505) | 2326 | kW
5.1.21.26 | 505 | 5.1.21.26 | Brander - gas (> 100 kW) (460/465/470/475/480/485/490/495/500/505) | 3489 | kW
5.1.21.27 | 510 | 5.1.21.27 | Brander - gas via O.A. (510) | 1 | pcs
5.1.22.16 | 515 | 5.1.22.16 | Brander - stookolie (<= 100 kW) (515) | 60 | kW
5.1.22.22 | 520 | 5.1.22.22 | Brander - stookolie (> 100 kW) (550) | 180 | kW
5.1.22.22 | 525 | 5.1.22.22 | Brander - stookolie (> 100 kW) (550) | 230 | kW
5.1.22.22 | 530 | 5.1.22.22 | Brander - stookolie (> 100 kW) (550) | 350 | kW
5.1.22.22 | 535 | 5.1.22.22 | Brander - stookolie (> 100 kW) (550) | 480 | kW
5.1.22.22 | 540 | 5.1.22.22 | Brander - stookolie (> 100 kW) (550) | 580 | kW
5.1.22.22 | 545 | 5.1.22.22 | Brander - stookolie (> 100 kW) (550) | 872 | kW
5.1.22.22 | 550 | 5.1.22.22 | Brander - stookolie (> 100 kW) (550) | 1163 | kW
5.1.22.22 | 555 | 5.1.22.22 | Brander - stookolie (> 100 kW) (550) | 1745 | kW
5.1.22.22 | 560 | 5.1.22.22 | Brander - stookolie (> 100 kW) (550) | 2326 | kW
5.1.22.22 | 565 | 5.1.22.22 | Brander - stookolie (> 100 kW) (550) | 3489 | kW
5.1.22.28 | 570 | 5.1.22.28 | Brander - stookolie via O.A. (570) | 1 | pcs
5.1.22.26 | 575 | 5.1.22.26 | Brander - mixte (<= 100 kW) (575) | 85 | kW
5.1.22.18 | 580 | 5.1.22.18 | Brander - mixte (> 100 kW) (580/585/590/600/605/610/615/620/625) | 180 | kW
5.1.22.18 | 585 | 5.1.22.18 | Brander - mixte (> 100 kW) (580/585/590/600/605/610/615/620/625) | 230 | kW
5.1.22.18 | 590 | 5.1.22.18 | Brander - mixte (> 100 kW) (580/585/590/600/605/610/615/620/625) | 350 | kW
5.1.22.18 | 595 | 5.1.22.18 | Brander - mixte (> 100 kW) (580/585/590/600/605/610/615/620/625) | 480 | kW
5.1.22.18 | 600 | 5.1.22.18 | Brander - mixte (> 100 kW) (580/585/590/600/605/610/615/620/625) | 580 | kW
5.1.22.18 | 605 | 5.1.22.18 | Brander - mixte (> 100 kW) (580/585/590/600/605/610/615/620/625) | 872 | kW
5.1.22.18 | 610 | 5.1.22.18 | Brander - mixte (> 100 kW) (580/585/590/600/605/610/615/620/625) | 1163 | kW
5.1.22.18 | 615 | 5.1.22.18 | Brander - mixte (> 100 kW) (580/585/590/600/605/610/615/620/625) | 1745 | kW
5.1.22.18 | 620 | 5.1.22.18 | Brander - mixte (> 100 kW) (580/585/590/600/605/610/615/620/625) | 2326 | kW
5.1.22.18 | 625 | 5.1.22.18 | Brander - mixte (> 100 kW) (580/585/590/600/605/610/615/620/625) | 3489 | kW
5.1.22.27 | 630 | 5.1.22.27 | Brander - mixte via O.A. (630) | 1 | pcs
5.1.23.15 | 635 | 5.1.23.15 | Brander - biogas (<= 100 kW) (635) | 85 | kW
5.1.23.16 | 640 | 5.1.23.16 | Brander - biogas (> 100 kW) (640/645/650/655/660/665/670/675/680/685) | 180 | kW
5.1.23.16 | 645 | 5.1.23.16 | Brander - biogas (> 100 kW) (640/645/650/655/660/665/670/675/680/685) | 230 | kW
5.1.23.16 | 650 | 5.1.23.16 | Brander - biogas (> 100 kW) (640/645/650/655/660/665/670/675/680/685) | 350 | kW
5.1.23.16 | 655 | 5.1.23.16 | Brander - biogas (> 100 kW) (640/645/650/655/660/665/670/675/680/685) | 480 | kW
5.1.23.16 | 660 | 5.1.23.16 | Brander - biogas (> 100 kW) (640/645/650/655/660/665/670/675/680/685) | 580 | kW
5.1.23.16 | 665 | 5.1.23.16 | Brander - biogas (> 100 kW) (640/645/650/655/660/665/670/675/680/685) | 872 | kW
5.1.23.16 | 670 | 5.1.23.16 | Brander - biogas (> 100 kW) (640/645/650/655/660/665/670/675/680/685) | 1163 | kW
5.1.23.16 | 675 | 5.1.23.16 | Brander - biogas (> 100 kW) (640/645/650/655/660/665/670/675/680/685) | 1745 | kW
5.1.23.16 | 680 | 5.1.23.16 | Brander - biogas (> 100 kW) (640/645/650/655/660/665/670/675/680/685) | 2326 | kW
5.1.23.16 | 685 | 5.1.23.16 | Brander - biogas (> 100 kW) (640/645/650/655/660/665/670/675/680/685) | 3489 | kW
5.1.23.17 | 690 | 5.1.23.17 | Brander - biogas via O.A. (690) | 1 | pcs
5.5.30.80 | 695 | 5.5.30.80 | Platenwisselaar (695) | 50 | kW
5.1.30.00 | 700 | 5.1.30.00 | Buizenwisselaar (700) | 50 | kW
5.5.30.83 | 705 | 5.5.30.83 | Spiraalwisselaar (705) | 50 | kW
5.3.22.35 | 710 | 5.3.22.35 | Zonnecollector systeem (710) | 50 | kW
5.1.41.01 | 715 | 5.1.41.01 | Warmtekrachtkoppeling - gasmotor (715) | 500 | kW
5.1.41.02 | 720 | 5.1.41.02 | Warmtekrachtkoppeling - biogasmotor (720) | 500 | kW
5.1.41.03 | 725 | 5.1.41.03 | Warmtekrachtkoppeling - micro (725) | 10 | kW
5.1.41.04 | 730 | 5.1.41.04 | Warmtekrachtkoppeling - micro met brandstofcel (730) | 10 | kW
5.1.41.05 | 735 | 5.1.41.05 | Brandstofcel (735) | 5 | kW
5.1.41.06 | 740 | 5.1.41.06 | Condensaat - neutralisatiebox (740) | 1 | pcs
5.1.41.07 | 745 | 5.1.41.07 | Cascadecollector (745) | 1 | pcs
5.1.13.12 | 750 | 5.1.13.12 | Kachel - elektrisch (750) | 5 | kW
5.1.13.13 | 755 | 5.1.13.13 | Kachel - gas (755) | 5 | kW
5.1.13.14 | 760 | 5.1.13.14 | Kachel - stookolie (760) | 5 | kW
5.1.13.15 | 765 | 5.1.13.15 | Kachel - hout (765) | 5 | kW
5.1.13.16 | 770 | 5.1.13.16 | Kachel - pellets (770) | 5 | kW
5.1.13.17 | 775 | 5.1.13.17 | Haard - elektrisch (775) | 5 | kW
5.1.13.18 | 780 | 5.1.13.18 | Haard - gas (780) | 5 | kW
5.1.13.19 | 785 | 5.1.13.19 | Haard - hout (785) | 5 | kW
5.1.13.20 | 790 | 5.1.13.20 | Haard - pellets (790) | 5 | kW
5.1.12.01 | 795 | 5.1.12.01 | Hot Air Generator + gas burner (<= 100 kw) (795) | 85 | kW
5.1.12.02 | 800 | 5.1.12.02 | Hot Air Generator + gas burner (> 100 kw) (800/805/810/815/820/825/830/835) | 120 | kW
5.1.12.02 | 805 | 5.1.12.02 | Hot Air Generator + gas burner (> 100 kw) (800/805/810/815/820/825/830/835) | 180 | kW
5.1.12.02 | 810 | 5.1.12.02 | Hot Air Generator + gas burner (> 100 kw) (800/805/810/815/820/825/830/835) | 230 | kW
5.1.12.02 | 815 | 5.1.12.02 | Hot Air Generator + gas burner (> 100 kw) (800/805/810/815/820/825/830/835) | 350 | kW
5.1.12.02 | 820 | 5.1.12.02 | Hot Air Generator + gas burner (> 100 kw) (800/805/810/815/820/825/830/835) | 480 | kW
5.1.12.02 | 825 | 5.1.12.02 | Hot Air Generator + gas burner (> 100 kw) (800/805/810/815/820/825/830/835) | 580 | kW
5.1.12.02 | 830 | 5.1.12.02 | Hot Air Generator + gas burner (> 100 kw) (800/805/810/815/820/825/830/835) | 870 | kW
5.1.12.02 | 835 | 5.1.12.02 | Hot Air Generator + gas burner (> 100 kw) (800/805/810/815/820/825/830/835) | 1163 | kW
5.1.11.30 | 840 | 5.1.11.30 | Straler - elektrisch (840) | 10 | kW
5.1.11.31 | 845 | 5.1.11.31 | Straler - gas (845) | 5 | kW
5.1.11.32 | 850 | 5.1.11.32 | Donkerstraler - gas (850) | 5 | kW
5.3.11.01 | 855 | 5.3.11.01 | Water - netwerk (855/1945) | 500 | m1
5.3.11.03 | 860 | 5.3.11.03 | Water - netwerk - compensator (860/1950) | 1 | pcs
5.3.20.01 | 865 | 5.3.20.01 | Water - expansie - statisch vat (865/1955) | 25 | L
5.3.20.04 | 870 | 5.3.20.04 | Water - expansie - systeem met pomp (870/1960) | 25 | L
5.3.20.09 | 875 | 5.3.20.09 | Water - expansie - systeem met compressor (875/1965) | 100 | L
5.3.20.11 | 880 | 5.3.20.11 | Water - drukregelaar (880/1970) | 1 | pcs
5.3.20.12 | 885 | 5.3.20.12 | Water - collector (885/1975) | 1 | pcs
5.3.20.13 | 890 | 5.3.20.13 | Water - buffervat zonder warmtewisselaar (890/1980) | 750 | L
5.3.20.14 | 895 | 5.3.20.14 | Water - buffervat met warmtewisselaar (895/1985) | 750 | L
5.3.20.15 | 900 | 5.3.20.15 | Water - drukstapontgasser (900/1990) | 1 | pcs
5.3.20.16 | 905 | 5.3.20.16 | Water - microbellenluchtafscheider (905/1995) | 1 | pcs
5.3.20.17 | 910 | 5.3.20.17 | Water - vuilafscheider (910/2000) | 1 | pcs
5.3.20.18 | 915 | 5.3.20.18 | Water - evenwichtsfles (915/2005) | 1 | pcs
5.3.20.19 | 920 | 5.3.20.19 | Water - vacuümbreker (920/2010) | 1 | pcs
5.3.20.20 | 925 | 5.3.20.20 | Water - overdrukventiel (925/2015) | 1 | pcs
5.3.20.21 | 930 | 5.3.20.21 | Water - filter (930/2020) | 1 | pcs
5.3.20.23 | 935 | 5.3.20.23 | Water - vulset (935/2025) | 1 | pcs
5.3.20.24 | 940 | 5.3.20.24 | Water - afsluitkraan (940/2030) | 1 | pcs
5.3.20.25 | 945 | 5.3.20.25 | Water - debietkraan (945/2035) | 1 | pcs
5.3.20.26 | 950 | 5.3.20.26 | Water - regelkraan (950/2040) | 1 | pcs
5.3.20.27 | 955 | 5.3.20.27 | Water - gemotoriseerde kraan (955/2045) | 1 | pcs
5.3.20.28 | 960 | 5.3.20.28 | Water - terugslagklep (960/2050) | 1 | pcs
5.3.20.30 | 965 | 5.3.20.30 | Water - circulator (965/2055) | 100 | m3/h
5.3.20.31 | 970 | 5.3.20.31 | Water - pomp (inline - monobloc) (970/975/980/985/990/2060/2065/2070/2075/2080) | 20 | m3/h
5.3.20.31 | 975 | 5.3.20.31 | Water - pomp (inline - monobloc) (970/975/980/985/990/2060/2065/2070/2075/2080) | 50 | m3/h
5.3.20.31 | 980 | 5.3.20.31 | Water - pomp (inline - monobloc) (970/975/980/985/990/2060/2065/2070/2075/2080) | 100 | m3/h
5.3.20.31 | 985 | 5.3.20.31 | Water - pomp (inline - monobloc) (970/975/980/985/990/2060/2065/2070/2075/2080) | 200 | m3/h
5.3.20.31 | 990 | 5.3.20.31 | Water - pomp (inline - monobloc) (970/975/980/985/990/2060/2065/2070/2075/2080) | 500 | m3/h
5.3.20.32 | 995 | 5.3.20.32 | Water - thermometer (995/2085) | 1 | pcs
5.3.20.33 | 1000 | 5.3.20.33 | Water - drukmeter (1000/2090) | 1 | pcs
5.3.20.34 | 1005 | 5.3.20.34 | Water - debietmeter (1005/2095) | 10 | m3/h
5.3.20.35 | 1010 | 5.3.20.35 | Water - caloriemeter (1010/2100) | 1 | pcs
5.3.20.36 | 1015 | 5.3.20.36 | Water - tracing, antivorst bescherming (1015) | 1 | pcs
5.3.20.37 | 1020 | 5.3.20.37 | Water - economiser (1020/2105) | 1 | pcs
5.3.20.38 | 1025 | 5.3.20.38 | Water - rookgascondensor (1025) | 1 | pcs
5.6.20.50 | 1030 | 5.6.20.50 | Stoom - netwerk (1030) | 1 | pcs
5.6.20.51 | 1035 | 5.6.20.51 | Stoom - netwerk - compensator (1035) | 1 | pcs
5.6.20.01 | 1040 | 5.6.20.01 | Stoom - drukregelaar (1040) | 1 | pcs
5.6.20.60 | 1045 | 5.6.20.60 | Stoom - collector (1045) | 10 | L
5.6.20.52 | 1050 | 5.6.20.52 | Stoom - spui-installatie (1050) | 1 | pcs
5.6.20.53 | 1055 | 5.6.20.53 | Stoom - waterafscheider (1055) | 1 | pcs
5.6.20.54 | 1060 | 5.6.20.54 | Stoom - gekoeld staalnamepunt (1060) | 1 | pcs
5.6.20.55 | 1065 | 5.6.20.55 | Stoom - kijkglas / magnetisch peilglas (1065) | 1 | pcs
5.6.20.56 | 1070 | 5.6.20.56 | Stoom - modulerende niveauregelaar (1070) | 1 | pcs
5.6.20.57 | 1075 | 5.6.20.57 | Stoom - vacuümbreker (1075) | 1 | pcs
5.6.20.00 | 1080 | 5.6.20.00 | Stoom - overdrukventiel (1080) | 1000 | kW
5.6.20.58 | 1085 | 5.6.20.58 | Stoom - condensaatvat (1085) | 1 | pcs
5.6.20.59 | 1090 | 5.6.20.59 | Stoom - condensaatfilter (1090) | 1 | pcs
5.6.20.61 | 1095 | 5.6.20.61 | Stoom - ontgasser (1095) | 1 | pcs
5.6.20.62 | 1100 | 5.6.20.62 | Stoom - condenspot - mechanisch (1100) | 1 | pcs
5.6.20.63 | 1105 | 5.6.20.63 | Stoom - condenspot - thermostatisch (1105) | 1 | pcs
5.6.20.64 | 1110 | 5.6.20.64 | Stoom - condenspot - thermodynamisch (1110) | 1 | pcs
5.6.20.65 | 1115 | 5.6.20.65 | Stoom - afsluitkraan (1115) | 1 | pcs
5.6.20.66 | 1120 | 5.6.20.66 | Stoom - debietkraan (1120) | 1 | pcs
5.6.20.67 | 1125 | 5.6.20.67 | Stoom - regelkraan (1125) | 1 | pcs
5.6.20.68 | 1130 | 5.6.20.68 | Stoom - gemotoriseerde kraan (1130) | 1 | pcs
5.6.20.69 | 1135 | 5.6.20.69 | Stoom - circulator (1135) | 100 | m3/h
5.6.20.70 | 1140 | 5.6.20.70 | Stoom - pomp (inline - monobloc) (970/975/980/985/990) | 20 | m3/h
5.6.20.70 | 1145 | 5.6.20.70 | Stoom - pomp (inline - monobloc) (970/975/980/985/990) | 50 | m3/h
5.6.20.70 | 1150 | 5.6.20.70 | Stoom - pomp (inline - monobloc) (970/975/980/985/990) | 100 | m3/h
5.6.20.70 | 1155 | 5.6.20.70 | Stoom - pomp (inline - monobloc) (970/975/980/985/990) | 200 | m3/h
5.6.20.70 | 1160 | 5.6.20.70 | Stoom - pomp (inline - monobloc) (970/975/980/985/990) | 500 | m3/h
5.6.20.71 | 1165 | 5.6.20.71 | Stoom - thermometer (1165) | 1 | pcs
5.6.20.72 | 1170 | 5.6.20.72 | Stoom - drukmeter (1170) | 1 | pcs
5.6.20.73 | 1175 | 5.6.20.73 | Stoom - debietmeter (1175) | 10 | m3/h
5.6.20.74 | 1180 | 5.6.20.74 | Stoom - economiser (1180) | 1 | pcs
5.6.20.75 | 1185 | 5.6.20.75 | Stoom - rookgascondensor (1185) | 1 | pcs
5.5.30.92 | 1190 | 5.5.30.92 | Stoom - tracing, antivorst bescherming (1190) | 100 | m1
5.1.29.12 | 1195 | 5.1.29.12 | Gekoppelde stookolietanks - Vlaams gewest (1195) | 6000 | L
5.1.29.05 | 1200 | 5.1.29.05 | Gastank - bovengronds - Vlaams gewest (1200) | 6000 | L
5.1.29.00 | 1205 | 5.1.29.00 | Gastank - ondergronds - Vlaams gewest (1205) | 200 | L
5.1.29.13 | 1210 | 5.1.29.13 | Stookolietank bovengronds - Vlaams gewest (1210) | 3000 | L
5.1.29.14 | 1215 | 5.1.29.14 | Stookolietank bovengronds beperkt onderzoek (1215/1220) | 6000 | L
5.1.29.14 | 1220 | 5.1.29.14 | Stookolietank bovengronds beperkt onderzoek (1215/1220) | 6000 | L
5.1.29.15 | 1225 | 5.1.29.15 | Stookolietank bovengronds algemeen onderzoek (1225) | 25000 | L
5.1.29.16 | 1230 | 5.1.29.16 | Stookolietank ondergronds - Vlaams gewest (1230) | 3000 | L
5.1.29.17 | 1235 | 5.1.29.17 | Stookolietank ondergronds beperkt onderzoek (1235) | 6000 | L
5.1.29.18 | 1240 | 5.1.29.18 | Stookolietank ondergronds beperkt onderzoek in een waterwingebied of beschermingszone (1240) | 6000 | L
5.1.29.19 | 1245 | 5.1.29.19 | Stookolietank ondergronds algemeen onderzoek (1245) | 6000 | L
5.1.29.21 | 1250 | 5.1.29.21 | Stookolietank ondergronds algemeen onderzoek in een waterwingebied of beschermingszone (1250) | 6000 | L
5.1.29.20 | 1255 | 5.1.29.20 | Stookolie transferpomp - Vlaams gewest (1255) | 1 | pcs
9.9.90.19 | 1260 | 9.9.90.19 | Overvulbeveiliging - Vlaams gewest (1260) | 1 | pcs
9.9.90.06 | 1265 | 9.9.90.06 | Lekdetectie - Vlaams gewest (1265) | 1 | pcs
9.9.90.07 | 1270 | 9.9.90.07 | Niveaudetectie - Vlaams gewest (1270) | 1 | pcs
9.9.90.20 | 1275 | 9.9.90.20 | Kathodische bescherming - Vlaams gewest (1275) | 1 | pcs
9.9.90.21 | 1280 | 9.9.90.21 | Overdrukbeveiliging - Vlaams gewest (1280) | 1 | pcs
9.9.90.22 | 1285 | 9.9.90.22 | Ontluchtingssysteem - Vlaams gewest (1285) | 1 | pcs
5.1.29.11 | 1290 | 5.1.29.11 | Gekoppelde stookolietanks - Waals gewest (1290) | 12000 | L
5.1.29.06 | 1295 | 5.1.29.06 | Gastank - bovengronds - Waals gewest (1295) | 6000 | L
5.1.29.01 | 1300 | 5.1.29.01 | Gastank - ondergronds - Waals gewest (1300) | 6000 | L
5.1.29.26 | 1305 | 5.1.29.26 | Stookolietank bovengronds - Waals gewest < 3000 L (1305) | 2000 | L
5.1.29.27 | 1310 | 5.1.29.27 | Stookolietank bovengronds - Waals gewest >= 3000 L < 25000 L (1310) | 12000 | L
5.1.29.28 | 1315 | 5.1.29.28 | Stookolietank bovengronds - Waals gewest > 25000 L (1315) | 25000 | L
5.1.29.08 | 1320 | 5.1.29.08 | Stookolietank ondergronds - Waals gewest < 3000 L (1320) | 2000 | L
5.1.29.22 | 1325 | 5.1.29.22 | Stookolietank ondergronds - Enkelwandig (tank tussen 10 en 20 jaar oud) (1325) | 12000 | L
5.1.29.23 | 1330 | 5.1.29.23 | Stookolietank ondergronds - Enkelwandig (tank tussen 20 en 30 jaar oud) (1330) | 12000 | L
5.1.29.24 | 1335 | 5.1.29.24 | Stookolietank ondergronds - Enkelwandig (tank meer dan 30 jaar oud) (1335) | 12000 | L
5.1.29.25 | 1340 | 5.1.29.25 | Stookolietank ondergronds - Dubbelwandig (1340) | 12000 | L
5.1.29.09 | 1345 | 5.1.29.09 | Stookolietank ondergronds - Waals gewest > 25000 L (1345) | 25000 | L
5.1.29.03 | 1350 | 5.1.29.03 | Stookolie transferpomp - Waals (1350) | 1 | pcs
5.1.29.33 | 1355 | 5.1.29.33 | Overvulbeveiliging - Waals gewest (1265) | 1 | pcs
5.1.29.34 | 1360 | 5.1.29.34 | Lekdetectie - Waals gewest (1360) | 1 | pcs
5.1.29.35 | 1365 | 5.1.29.35 | Niveaudetectie - Waals gewest (1365) | 1 | pcs
5.1.29.36 | 1370 | 5.1.29.36 | Kathodische bescherming - Waals gewest (1370) | 1 | pcs
5.1.29.37 | 1375 | 5.1.29.37 | Overdrukbeveiliging - Waals gewest (1375) | 1 | pcs
5.1.29.38 | 1380 | 5.1.29.38 | Ontluchtingssysteem - Waals gewest (1380) | 1 | pcs
5.1.29.39 | 1385 | 5.1.29.39 | Gekoppelde stookolietanks - Waals gewest (1385) | 1 | pcs
5.1.29.07 | 1390 | 5.1.29.07 | Gastank - bovengronds - Brussels gewest (1390) | 12000 | L
5.1.29.02 | 1395 | 5.1.29.02 | Gastank - ondergronds -Brussels gewest (1395) | 12000 | L
5.1.29.40 | 1400 | 5.1.29.40 | Stookolietank bovengronds - Brussels gewest <= 3000 L (1400) | 2000 | L
5.1.29.41 | 1405 | 5.1.29.41 | Stookolietank ondergronds - Brussels gewest <= 3000 L (1405) | 2000 | L
5.1.29.48 | 1410 | 5.1.29.48 | Stookolietank bovengronds - Brussels gewest > 3000 L (1410) | 12000 | L
5.1.29.49 | 1415 | 5.1.29.49 | Stookolietank ondergronds - Brussels gewest > 3000 L (1415) | 12000 | L
5.1.29.49 | 1420 | 5.1.29.49 | Stookolietank ondergronds - Brussels gewest > 3000 L (1415) | 12000 | L
5.1.29.42 | 1425 | 5.1.29.42 | Overvulbeveiliging - Brussels gewest (1425) | 1 | pcs
5.1.29.43 | 1430 | 5.1.29.43 | Lekdetectie - Brussels gewest (1430) | 1 | pcs
5.1.29.44 | 1435 | 5.1.29.44 | Niveaudetectie - Brussels gewest (1435) | 1 | pcs
5.1.29.45 | 1440 | 5.1.29.45 | Kathodische bescherming - Brussels gewest (1440) | 1 | pcs
5.1.29.46 | 1445 | 5.1.29.46 | Overdrukbeveiliging - Brussels gewest (1445) | 1 | pcs
5.1.29.47 | 1450 | 5.1.29.47 | Ontluchtingssysteem - Brussels gewest (1450) | 1 | pcs
5.7.70.66 | 1455 | 5.7.70.66 | Bedieningsbord (regeling) Warm (1465) | 1 | pcs
5.7.70.66 | 1460 | 5.7.70.66 | Bedieningsbord (regeling) Warm (1465) | 1 | pcs
5.7.70.66 | 1465 | 5.7.70.66 | Bedieningsbord (regeling) Warm (1465) | 1 | pcs
5.5.11.00 | 1500 | 5.5.11.00 | Raamkoeler (1500) | 5 | kW
5.5.12.48 | 1505 | 5.5.12.48 | Mobiele koeler (1505) | 5 | kW
5.5.12.64 | 1510 | 5.5.12.64 | Wandkoeler (1510) | 10 | kW
5.4.21.52 | 1515 | 5.4.21.52 | Klimaatkast met directe expansie (1515/1520/1525/1530) | 15 | kW
5.4.21.52 | 1520 | 5.4.21.52 | Klimaatkast met directe expansie (1515/1520/1525/1530) | 30 | kW
5.4.21.52 | 1525 | 5.4.21.52 | Klimaatkast met directe expansie (1515/1520/1525/1530) | 60 | kW
5.4.21.52 | 1530 | 5.4.21.52 | Klimaatkast met directe expansie (1515/1520/1525/1530) | 150 | kW
5.4.21.53 | 1535 | 5.4.21.53 | Klimaatkast met directe expansie + bevochtiger (1535/1540/1545/1550) | 15 | kW
5.4.21.53 | 1540 | 5.4.21.53 | Klimaatkast met directe expansie + bevochtiger (1535/1540/1545/1550) | 30 | kW
5.4.21.53 | 1545 | 5.4.21.53 | Klimaatkast met directe expansie + bevochtiger (1535/1540/1545/1550) | 60 | kW
5.4.21.53 | 1550 | 5.4.21.53 | Klimaatkast met directe expansie + bevochtiger (1535/1540/1545/1550) | 150 | kW
5.5.12.39 | 1555 | 5.5.12.39 | Split systeem - buitenunit (1555) | 5 | kW
5.5.12.41 | 1560 | 5.5.12.41 | Split systeem - binnenunit - vloermodel (1560) | 5 | kW
5.5.12.42 | 1565 | 5.5.12.42 | Split systeem - binnenunit - wandmodel (1565) | 5 | kW
5.5.12.47 | 1570 | 5.5.12.47 | Split systeem - binnenunit - plafondmodel (1570) | 5 | kW
5.5.12.46 | 1575 | 5.5.12.46 | Split systeem - binnenunit - met kanalen in plafond (1575) | 5 | kW
5.5.12.49 | 1580 | 5.5.12.49 | Multisplit - buitenunit (1580) | 5 | kW
5.5.12.61 | 1585 | 5.5.12.61 | Multisplit - binnenunit - vloermodel (1585) | 10 | kW
5.5.12.62 | 1590 | 5.5.12.62 | Multisplit - binnenunit - wandmodel (1590) | 10 | kW
5.5.12.65 | 1595 | 5.5.12.65 | Multisplit - binnenunit - plafondmodel (1595) | 10 | kW
5.5.12.63 | 1600 | 5.5.12.63 | Multisplit - binnenunit - met kanalen in plafond (1600) | 10 | kW
5.5.12.66 | 1605 | 5.5.12.66 | VRV/VRF - buitenunit (1605) | 10 | kW
5.5.12.67 | 1610 | 5.5.12.67 | VRV/VRF - binnenunit - vloermodel (1610) | 10 | kW
5.5.12.68 | 1615 | 5.5.12.68 | VRV/VRF - binnenunit - wandmodel (1615) | 10 | kW
5.5.12.69 | 1620 | 5.5.12.69 | VRV/VRF - binnenunit - plafondmodel (1620) | 10 | kW
5.5.12.70 | 1625 | 5.5.12.70 | VRV/VRF - binnenunit - met kanalen in plafond (1625) | 10 | kW
5.5.13.56 | 1630 | 5.5.13.56 | Warmtepomp - buitenunit (1630) | 5 | kW
5.5.13.57 | 1635 | 5.5.13.57 | Warmtepomp lucht/lucht - binnenunit - vloermodel (1635) | 10 | kW
5.5.13.58 | 1640 | 5.5.13.58 | Warmtepomp lucht/lucht - binnenunit - wandmodel (1640) | 10 | kW
5.5.13.59 | 1645 | 5.5.13.59 | Warmtepomp lucht/lucht - binnenunit - plafondmodel (1645) | 10 | kW
5.5.13.60 | 1650 | 5.5.13.60 | Warmtepomp lucht/lucht - binnenunit - met kanalen in plafond (1650) | 10 | kW
5.5.30.86 | 1655 | 5.5.30.86 | Koelmachine (ijswater) - luchtgekoeld (1655/1660/1665/1670/1675/1680/1685/1690/1695/1700) | 50 | kW
5.5.30.86 | 1660 | 5.5.30.86 | Koelmachine (ijswater) - luchtgekoeld (1655/1660/1665/1670/1675/1680/1685/1690/1695/1700) | 80 | kW
5.5.30.86 | 1665 | 5.5.30.86 | Koelmachine (ijswater) - luchtgekoeld (1655/1660/1665/1670/1675/1680/1685/1690/1695/1700) | 120 | kW
5.5.30.86 | 1670 | 5.5.30.86 | Koelmachine (ijswater) - luchtgekoeld (1655/1660/1665/1670/1675/1680/1685/1690/1695/1700) | 170 | kW
5.5.30.86 | 1675 | 5.5.30.86 | Koelmachine (ijswater) - luchtgekoeld (1655/1660/1665/1670/1675/1680/1685/1690/1695/1700) | 240 | kW
5.5.30.86 | 1680 | 5.5.30.86 | Koelmachine (ijswater) - luchtgekoeld (1655/1660/1665/1670/1675/1680/1685/1690/1695/1700) | 400 | kW
5.5.30.86 | 1685 | 5.5.30.86 | Koelmachine (ijswater) - luchtgekoeld (1655/1660/1665/1670/1675/1680/1685/1690/1695/1700) | 600 | kW
5.5.30.86 | 1690 | 5.5.30.86 | Koelmachine (ijswater) - luchtgekoeld (1655/1660/1665/1670/1675/1680/1685/1690/1695/1700) | 850 | kW
5.5.30.86 | 1695 | 5.5.30.86 | Koelmachine (ijswater) - luchtgekoeld (1655/1660/1665/1670/1675/1680/1685/1690/1695/1700) | 1000 | kW
5.5.30.86 | 1700 | 5.5.30.86 | Koelmachine (ijswater) - luchtgekoeld (1655/1660/1665/1670/1675/1680/1685/1690/1695/1700) | 3000 | kW
5.5.30.89 | 1705 | 5.5.30.89 | Koelmachine (ijswater) - luchtgekoeld via O.A. (1705) | 1 | pcs
5.5.30.96 | 1710 | 5.5.30.96 | Koelmachine (ijswater) - watergekoeld (1710/1715/1720/1725/1730/1735/1740/1745/1750/1755) | 50 | kW
5.5.30.96 | 1715 | 5.5.30.96 | Koelmachine (ijswater) - watergekoeld (1710/1715/1720/1725/1730/1735/1740/1745/1750/1755) | 80 | kW
5.5.30.96 | 1720 | 5.5.30.96 | Koelmachine (ijswater) - watergekoeld (1710/1715/1720/1725/1730/1735/1740/1745/1750/1755) | 120 | kW
5.5.30.96 | 1725 | 5.5.30.96 | Koelmachine (ijswater) - watergekoeld (1710/1715/1720/1725/1730/1735/1740/1745/1750/1755) | 170 | kW
5.5.30.96 | 1730 | 5.5.30.96 | Koelmachine (ijswater) - watergekoeld (1710/1715/1720/1725/1730/1735/1740/1745/1750/1755) | 240 | kW
5.5.30.96 | 1735 | 5.5.30.96 | Koelmachine (ijswater) - watergekoeld (1710/1715/1720/1725/1730/1735/1740/1745/1750/1755) | 400 | kW
5.5.30.96 | 1740 | 5.5.30.96 | Koelmachine (ijswater) - watergekoeld (1710/1715/1720/1725/1730/1735/1740/1745/1750/1755) | 600 | kW
5.5.30.96 | 1745 | 5.5.30.96 | Koelmachine (ijswater) - watergekoeld (1710/1715/1720/1725/1730/1735/1740/1745/1750/1755) | 850 | kW
5.5.30.96 | 1750 | 5.5.30.96 | Koelmachine (ijswater) - watergekoeld (1710/1715/1720/1725/1730/1735/1740/1745/1750/1755) | 1000 | kW
5.5.30.96 | 1755 | 5.5.30.96 | Koelmachine (ijswater) - watergekoeld (1710/1715/1720/1725/1730/1735/1740/1745/1750/1755) | 3000 | kW
5.5.30.87 | 1760 | 5.5.30.87 | Koelmachine (ijswater) - watergekoeld via O.A. (1760) | 1 | pcs
5.5.30.88 | 1765 | 5.5.30.88 | Koelmachine (ijswater) - koelcircuit (765) | 10 | kW
5.5.22.00 | 1770 | 5.5.22.00 | Koelmachine - absorptie (1770) | 10 | kW
5.5.21.04 | 1775 | 5.5.21.04 | Koelmachine - ammoniak (1775) | 20 | kW
5.5.21.22 | 1780 | 5.5.21.22 | Condensor - luchtgekoeld (Dry cooler) (<= 12 kW; > 5 ton CO2 eq. <= 50 ton CO2 eq) (1780) | 8 | kW
5.5.21.23 | 1785 | 5.5.21.23 | Condensor - luchtgekoeld (Dry cooler) (> 12 kW; > 5 ton CO2 eq. <= 50 ton CO2 eq) (1785/1790/1795/1800/1805/1810/1815) | 30 | kW
5.5.21.23 | 1790 | 5.5.21.23 | Condensor - luchtgekoeld (Dry cooler) (> 12 kW; > 5 ton CO2 eq. <= 50 ton CO2 eq) (1785/1790/1795/1800/1805/1810/1815) | 50 | kW
5.5.21.23 | 1795 | 5.5.21.23 | Condensor - luchtgekoeld (Dry cooler) (> 12 kW; > 5 ton CO2 eq. <= 50 ton CO2 eq) (1785/1790/1795/1800/1805/1810/1815) | 100 | kW
5.5.21.23 | 1800 | 5.5.21.23 | Condensor - luchtgekoeld (Dry cooler) (> 12 kW; > 5 ton CO2 eq. <= 50 ton CO2 eq) (1785/1790/1795/1800/1805/1810/1815) | 250 | kW
5.5.21.23 | 1805 | 5.5.21.23 | Condensor - luchtgekoeld (Dry cooler) (> 12 kW; > 5 ton CO2 eq. <= 50 ton CO2 eq) (1785/1790/1795/1800/1805/1810/1815) | 500 | kW
5.5.21.23 | 1810 | 5.5.21.23 | Condensor - luchtgekoeld (Dry cooler) (> 12 kW; > 5 ton CO2 eq. <= 50 ton CO2 eq) (1785/1790/1795/1800/1805/1810/1815) | 1000 | kW
5.5.21.23 | 1815 | 5.5.21.23 | Condensor - luchtgekoeld (Dry cooler) (> 12 kW; > 5 ton CO2 eq. <= 50 ton CO2 eq) (1785/1790/1795/1800/1805/1810/1815) | 3000 | kW
5.5.21.49 | 1820 | 5.5.21.49 | Open Condensor - watergekoeld (> 12 kW; > 5 ton CO2 eq. <= 50 ton CO2 eq) (1820/1825/1830/1835) | 250 | kW
5.5.21.49 | 1825 | 5.5.21.49 | Open Condensor - watergekoeld (> 12 kW; > 5 ton CO2 eq. <= 50 ton CO2 eq) (1820/1825/1830/1835) | 500 | kW
5.5.21.49 | 1830 | 5.5.21.49 | Open Condensor - watergekoeld (> 12 kW; > 5 ton CO2 eq. <= 50 ton CO2 eq) (1820/1825/1830/1835) | 1000 | kW
5.5.21.49 | 1835 | 5.5.21.49 | Open Condensor - watergekoeld (> 12 kW; > 5 ton CO2 eq. <= 50 ton CO2 eq) (1820/1825/1830/1835) | 3000 | kW
5.5.21.52 | 1840 | 5.5.21.52 | Gesloten Condensor - watergekoeld (> 12 kW; > 5 ton CO2 eq. <= 50 ton CO2 eq) (1840/1845/1850/1855) | 250 | kW
5.5.21.52 | 1845 | 5.5.21.52 | Gesloten Condensor - watergekoeld (> 12 kW; > 5 ton CO2 eq. <= 50 ton CO2 eq) (1840/1845/1850/1855) | 500 | kW
5.5.21.52 | 1850 | 5.5.21.52 | Gesloten Condensor - watergekoeld (> 12 kW; > 5 ton CO2 eq. <= 50 ton CO2 eq) (1840/1845/1850/1855) | 1000 | kW
5.5.21.52 | 1855 | 5.5.21.52 | Gesloten Condensor - watergekoeld (> 12 kW; > 5 ton CO2 eq. <= 50 ton CO2 eq) (1840/1845/1850/1855) | 3000 | kW
5.5.21.10 | 1860 | 5.5.21.10 | Koeltoren - open (1860/1865/1870/1875) | 250 | kW
5.5.21.10 | 1865 | 5.5.21.10 | Koeltoren - open (1860/1865/1870/1875) | 500 | kW
5.5.21.10 | 1870 | 5.5.21.10 | Koeltoren - open (1860/1865/1870/1875) | 1000 | kW
5.5.21.10 | 1875 | 5.5.21.10 | Koeltoren - open (1860/1865/1870/1875) | 3000 | kW
5.5.21.12 | 1880 | 5.5.21.12 | Koeltoren - open via O.A. (1880) | 1 | pcs
5.5.21.11 | 1885 | 5.5.21.11 | Koeltoren - gesloten (1885/1890/1895/1900) | 250 | kW
5.5.21.11 | 1890 | 5.5.21.11 | Koeltoren - gesloten (1885/1890/1895/1900) | 500 | kW
5.5.21.11 | 1895 | 5.5.21.11 | Koeltoren - gesloten (1885/1890/1895/1900) | 1000 | kW
5.5.21.11 | 1900 | 5.5.21.11 | Koeltoren - gesloten (1885/1890/1895/1900) | 3000 | kW
5.5.21.13 | 1905 | 5.5.21.13 | Koeltoren - gesloten via O.A. (1905) | 1 | pcs
5.5.21.14 | 1910 | 5.5.21.14 | Koeltoren - hybride (1910) | 480 | kW
7.3.12.51 | 1915 | 7.3.12.51 | Koelcel (1915) | 10 | kW
7.3.12.52 | 1920 | 7.3.12.52 | Koelcel - koelcircuit (1920) | 22 | kW
7.3.12.53 | 1925 | 7.3.12.53 | Koelcel - binnenunit (verdamper) (1925) | 10 | kW
7.3.12.57 | 1930 | 7.3.12.57 | Vriescel (1930) | 15 | kW
7.3.12.58 | 1935 | 7.3.12.58 | Vriescel - koelcircuit (1935) | 10 | kW
7.3.12.59 | 1940 | 7.3.12.59 | Vriescel - binnenunit (verdamper) 91940) | 10 | kW
5.3.11.01 | 1945 | 5.3.11.01 | Water - netwerk (855/1945) | 500 | m1
5.3.11.03 | 1950 | 5.3.11.03 | Water - netwerk - compensator (860/1950) | 1 | pcs
5.3.20.01 | 1955 | 5.3.20.01 | Water - expansie - statisch vat (865/1955) | 25 | L
5.3.20.04 | 1960 | 5.3.20.04 | Water - expansie - systeem met pomp (870/1960) | 25 | L
5.3.20.09 | 1965 | 5.3.20.09 | Water - expansie - systeem met compressor (875/1965) | 100 | L
5.3.20.11 | 1970 | 5.3.20.11 | Water - drukregelaar (880/1970) | 1 | pcs
5.3.20.12 | 1975 | 5.3.20.12 | Water - collector (885/1975) | 1 | pcs
5.3.20.13 | 1980 | 5.3.20.13 | Water - buffervat zonder warmtewisselaar (890/1980) | 750 | L
5.3.20.14 | 1985 | 5.3.20.14 | Water - buffervat met warmtewisselaar (895/1985) | 750 | L
5.3.20.15 | 1990 | 5.3.20.15 | Water - drukstapontgasser (900/1990) | 1 | pcs
5.3.20.16 | 1995 | 5.3.20.16 | Water - microbellenluchtafscheider (905/1995) | 1 | pcs
5.3.20.17 | 2000 | 5.3.20.17 | Water - vuilafscheider (910/2000) | 1 | pcs
5.3.20.18 | 2005 | 5.3.20.18 | Water - evenwichtsfles (915/2005) | 1 | pcs
5.3.20.19 | 2010 | 5.3.20.19 | Water - vacuümbreker (920/2010) | 1 | pcs
5.3.20.20 | 2015 | 5.3.20.20 | Water - overdrukventiel (925/2015) | 1 | pcs
5.3.20.21 | 2020 | 5.3.20.21 | Water - filter (930/2020) | 1 | pcs
5.3.20.23 | 2025 | 5.3.20.23 | Water - vulset (935/2025) | 1 | pcs
5.3.20.24 | 2030 | 5.3.20.24 | Water - afsluitkraan (940/2030) | 1 | pcs
5.3.20.25 | 2035 | 5.3.20.25 | Water - debietkraan (945/2035) | 1 | pcs
5.3.20.26 | 2040 | 5.3.20.26 | Water - regelkraan (950/2040) | 1 | pcs
5.3.20.27 | 2045 | 5.3.20.27 | Water - gemotoriseerde kraan (955/2045) | 1 | pcs
5.3.20.28 | 2050 | 5.3.20.28 | Water - terugslagklep (960/2050) | 1 | pcs
5.3.20.30 | 2055 | 5.3.20.30 | Water - circulator (965/2055) | 100 | m3/h
5.3.20.31 | 2060 | 5.3.20.31 | Water - pomp (inline - monobloc) (970/975/980/985/990/2060/2065/2070/2075/2080) | 20 | m3/h
5.3.20.31 | 2065 | 5.3.20.31 | Water - pomp (inline - monobloc) (970/975/980/985/990/2060/2065/2070/2075/2080) | 50 | m3/h
5.3.20.31 | 2070 | 5.3.20.31 | Water - pomp (inline - monobloc) (970/975/980/985/990/2060/2065/2070/2075/2080) | 100 | m3/h
5.3.20.31 | 2075 | 5.3.20.31 | Water - pomp (inline - monobloc) (970/975/980/985/990/2060/2065/2070/2075/2080) | 200 | m3/h
5.3.20.31 | 2080 | 5.3.20.31 | Water - pomp (inline - monobloc) (970/975/980/985/990/2060/2065/2070/2075/2080) | 500 | m3/h
5.3.20.32 | 2085 | 5.3.20.32 | Water - thermometer (995/2085) | 1 | pcs
5.3.20.33 | 2090 | 5.3.20.33 | Water - drukmeter (1000/2090) | 1 | pcs
5.3.20.34 | 2095 | 5.3.20.34 | Water - debietmeter (1005/2095) | 10 | m3/h
5.3.20.35 | 2100 | 5.3.20.35 | Water - caloriemeter (1010/2100) | 1 | pcs
5.3.20.36 | 2105 | 5.3.20.36 | Water - tracing, antivorst bescherming (1015) | 1 | pcs
5.1.54.00 | 2110 | 5.1.54.00 | Koude-warmteopslag (KWO) (2110) | 500 | kW
5.5.13.61 | 2115 | 5.5.13.61 | Warmtepomp - KOUD (2115/2120) | 500 | kW
5.5.13.61 | 2120 | 5.5.13.61 | Warmtepomp - KOUD (2115/2120) | 1000 | kW
5.7.70.67 | 2125 | 5.7.70.67 | Bedieningsbord (regeling) Koud (2125) | 1 | pcs
5.6.11.00 | 2200 | 5.6.11.00 | Radiator (2200) | 250 | W
5.6.12.00 | 2205 | 5.6.12.00 | Convector (2205) | 250 | W
5.7.71.40 | 2210 | 5.7.71.40 | Ventiloconvector wandmodel (2210) | 1 | pcs
5.7.71.41 | 2215 | 5.7.71.41 | Ventiloconvector vloermodel (2215) | 1 | pcs
5.7.71.42 | 2220 | 5.7.71.42 | Ventiloconvector cassettemodel (2220) | 1 | pcs
5.7.71.43 | 2225 | 5.7.71.43 | Ventiloconvector In plafond kanaliseerbaar (2225) | 1 | pcs
5.7.71.45 | 2230 | 5.7.71.45 | Ejectoconvector (2230) | 5 | kW
5.7.71.50 | 2235 | 5.7.71.50 | Statische klimaatbalk (2235) | 1 | pcs
5.7.71.51 | 2240 | 5.7.71.51 | Dynamische klimaatbalk (2240) | 1 | pcs
5.7.61.01 | 2245 | 5.7.61.01 | Klimaatplafond (2245) | 1 | pcs
5.6.13.05 | 2250 | 5.6.13.05 | Vloerverwarming (2250) | 250 | W
5.7.61.11 | 2255 | 5.7.61.11 | Luchtverhitter (2255) | 18 | kW
5.7.61.12 | 2260 | 5.7.61.12 | Luchtverhitter op hoogte (2260) | 40 | kW
5.7.61.21 | 2265 | 5.7.61.21 | Warmeluchtgordijn (2265) | 1500 | m3/h
5.7.71.80 | 2270 | 5.7.71.80 | Verwarmingsbatterij (2270) | 25000 | m3/h
5.7.70.62 | 2275 | 5.7.70.62 | Luchtroosters (2275) | 1 | pcs
5.7.71.70 | 2400 | 5.7.71.70 | Ventilatie Type A - natuurlijke toevoer, natuurlijke afvoer (2400) | 10000 | m3/h
5.7.71.71 | 2405 | 5.7.71.71 | Ventilatie Type B - mechanische toevoer, natuurlijke afvoer (2405) | 10000 | m3/h
5.7.71.72 | 2410 | 5.7.71.72 | Ventilatie Type C - natuurlijke toevoer, mechanische afvoer (2410) | 10000 | m3/h
5.7.71.73 | 2415 | 5.7.71.73 | Ventilatie Type D - mechanische toevoer, mechanische afvoer (2415) | 10000 | m3/h
5.7.71.74 | 2420 | 5.7.71.74 | Boxventilator (2420) | 10000 | m3/h
5.7.71.75 | 2425 | 5.7.71.75 | Badkamerventilator (2425) | 1500 | m3/h
5.7.71.76 | 2430 | 5.7.71.76 | Kanaalventilator (2430) | 1500 | m3/h
5.7.71.77 | 2435 | 5.7.71.77 | Muurventilator (2435) | 1500 | m3/h
5.7.71.78 | 2440 | 5.7.71.78 | Plafondventilator (2440) | 1500 | m3/h
5.7.31.10 | 2445 | 5.7.31.10 | Dakextractor (2445) | 10000 | m3/h
5.7.31.10 | 2450 | 5.7.31.10 | Dakextractor (2445) | 18000 | m3/h
5.7.71.78 | 2455 | 5.7.71.78 | Plafondventilator (2440) | 1500 | m3/h
5.7.71.91 | 2460 | 5.7.71.91 | PG 2 batt. zonder bevochtiger (2460/2465/2470/2475/2480) | 5000 | m3/h
5.7.71.91 | 2465 | 5.7.71.91 | PG 2 batt. zonder bevochtiger (2460/2465/2470/2475/2480) | 10000 | m3/h
5.7.71.91 | 2470 | 5.7.71.91 | PG 2 batt. zonder bevochtiger (2460/2465/2470/2475/2480) | 25000 | m3/h
5.7.71.91 | 2475 | 5.7.71.91 | PG 2 batt. zonder bevochtiger (2460/2465/2470/2475/2480) | 50000 | m3/h
5.7.71.91 | 2480 | 5.7.71.91 | PG 2 batt. zonder bevochtiger (2460/2465/2470/2475/2480) | 75000 | m3/h
5.7.71.92 | 2485 | 5.7.71.92 | PG 2 batt. met bevochtiger (2485/2490/2495/2500/250) | 5000 | m3/h
5.7.71.92 | 2490 | 5.7.71.92 | PG 2 batt. met bevochtiger (2485/2490/2495/2500/250) | 10000 | m3/h
5.7.71.92 | 2495 | 5.7.71.92 | PG 2 batt. met bevochtiger (2485/2490/2495/2500/250) | 25000 | m3/h
5.7.71.92 | 2500 | 5.7.71.92 | PG 2 batt. met bevochtiger (2485/2490/2495/2500/250) | 50000 | m3/h
5.7.71.92 | 2505 | 5.7.71.92 | PG 2 batt. met bevochtiger (2485/2490/2495/2500/250) | 75000 | m3/h
5.7.71.90 | 2510 | 5.7.71.90 | PG 3 batt. zonder bevochtiger (2510/2515/2520/2525/2530) | 5000 | m3/h
5.7.71.90 | 2515 | 5.7.71.90 | PG 3 batt. zonder bevochtiger (2510/2515/2520/2525/2530) | 10000 | m3/h
5.7.71.90 | 2520 | 5.7.71.90 | PG 3 batt. zonder bevochtiger (2510/2515/2520/2525/2530) | 25000 | m3/h
5.7.71.90 | 2525 | 5.7.71.90 | PG 3 batt. zonder bevochtiger (2510/2515/2520/2525/2530) | 50000 | m3/h
5.7.71.90 | 2530 | 5.7.71.90 | PG 3 batt. zonder bevochtiger (2510/2515/2520/2525/2530) | 75000 | m3/h
5.7.71.36 | 2535 | 5.7.71.36 | PG 3 batt. met bevochtiger (2535/2540/2545/2550/2555) | 5000 | m3/h
5.7.71.36 | 2540 | 5.7.71.36 | PG 3 batt. met bevochtiger (2535/2540/2545/2550/2555) | 10000 | m3/h
5.7.71.36 | 2545 | 5.7.71.36 | PG 3 batt. met bevochtiger (2535/2540/2545/2550/2555) | 25000 | m3/h
5.7.71.36 | 2550 | 5.7.71.36 | PG 3 batt. met bevochtiger (2535/2540/2545/2550/2555) | 50000 | m3/h
5.7.71.36 | 2555 | 5.7.71.36 | PG 3 batt. met bevochtiger (2535/2540/2545/2550/2555) | 75000 | m3/h
5.7.71.93 | 2560 | 5.7.71.93 | PG 2 batt. met amazone bevochtiger (2560/2565/2570/2575/2580/2585/2590/2595/2600) | 5000 | m3/h
5.7.71.93 | 2565 | 5.7.71.93 | PG 2 batt. met amazone bevochtiger (2560/2565/2570/2575/2580/2585/2590/2595/2600) | 10000 | m3/h
5.7.71.93 | 2570 | 5.7.71.93 | PG 2 batt. met amazone bevochtiger (2560/2565/2570/2575/2580/2585/2590/2595/2600) | 25000 | m3/h
5.7.71.93 | 2575 | 5.7.71.93 | PG 2 batt. met amazone bevochtiger (2560/2565/2570/2575/2580/2585/2590/2595/2600) | 50000 | m3/h
5.7.71.93 | 2580 | 5.7.71.93 | PG 2 batt. met amazone bevochtiger (2560/2565/2570/2575/2580/2585/2590/2595/2600) | 75000 | m3/h
5.5.12.40 | 2605 | 5.5.12.40 | PG directe ontspan. + 1 bat. water / elek. (2605/2610) | 10000 | m3/h
5.5.12.40 | 2610 | 5.5.12.40 | PG directe ontspan. + 1 bat. water / elek. (2605/2610) | 25000 | m3/h
5.7.71.95 | 2615 | 5.7.71.95 | PG 1 verwarmingsbatt. + filter (2615/2620/2625/2630/2635) | 5000 | m3/h
5.7.71.95 | 2620 | 5.7.71.95 | PG 1 verwarmingsbatt. + filter (2615/2620/2625/2630/2635) | 10000 | m3/h
5.7.71.95 | 2625 | 5.7.71.95 | PG 1 verwarmingsbatt. + filter (2615/2620/2625/2630/2635) | 25000 | m3/h
5.7.71.95 | 2630 | 5.7.71.95 | PG 1 verwarmingsbatt. + filter (2615/2620/2625/2630/2635) | 50000 | m3/h
5.7.71.95 | 2635 | 5.7.71.95 | PG 1 verwarmingsbatt. + filter (2615/2620/2625/2630/2635) | 75000 | m3/h
5.7.71.96 | 2640 | 5.7.71.96 | PG 1 koude batterij + filter (2640/2645/2650/255/2660) | 5000 | m3/h
5.7.71.96 | 2645 | 5.7.71.96 | PG 1 koude batterij + filter (2640/2645/2650/255/2660) | 10000 | m3/h
5.7.71.96 | 2650 | 5.7.71.96 | PG 1 koude batterij + filter (2640/2645/2650/255/2660) | 25000 | m3/h
5.7.71.96 | 2655 | 5.7.71.96 | PG 1 koude batterij + filter (2640/2645/2650/255/2660) | 50000 | m3/h
5.7.71.96 | 2660 | 5.7.71.96 | PG 1 koude batterij + filter (2640/2645/2650/255/2660) | 75000 | m3/h
5.7.71.81 | 2665 | 5.7.71.81 | EG zonder menging (2665/2670/2675) | 10000 | m3/h
5.7.71.81 | 2670 | 5.7.71.81 | EG zonder menging (2665/2670/2675) | 25000 | m3/h
5.7.71.81 | 2675 | 5.7.71.81 | EG zonder menging (2665/2670/2675) | 50000 | m3/h
5.7.71.85 | 2680 | 5.7.71.85 | EG met menging (2680/2685/2690/2695/2700) | 75000 | m3/h
5.7.71.85 | 2685 | 5.7.71.85 | EG met menging (2680/2685/2690/2695/2700) | 10000 | m3/h
5.7.71.85 | 2690 | 5.7.71.85 | EG met menging (2680/2685/2690/2695/2700) | 25000 | m3/h
5.7.71.85 | 2695 | 5.7.71.85 | EG met menging (2680/2685/2690/2695/2700) | 50000 | m3/h
5.7.71.85 | 2700 | 5.7.71.85 | EG met menging (2680/2685/2690/2695/2700) | 75000 | m3/h
5.7.71.84 | 2705 | 5.7.71.84 | EG met menging en luchtfilters (2705/2710/2715/2720) | 10000 | m3/h
5.7.71.84 | 2710 | 5.7.71.84 | EG met menging en luchtfilters (2705/2710/2715/2720) | 25000 | m3/h
5.7.71.84 | 2715 | 5.7.71.84 | EG met menging en luchtfilters (2705/2710/2715/2720) | 50000 | m3/h
5.7.71.84 | 2720 | 5.7.71.84 | EG met menging en luchtfilters (2705/2710/2715/2720) | 75000 | m3/h
5.7.71.83 | 2725 | 5.7.71.83 | EG met menging en warmterecuperatie (2725/2730/2735/2740/2745) | 5000 | m3/h
5.7.71.83 | 2730 | 5.7.71.83 | EG met menging en warmterecuperatie (2725/2730/2735/2740/2745) | 10000 | m3/h
5.7.71.83 | 2735 | 5.7.71.83 | EG met menging en warmterecuperatie (2725/2730/2735/2740/2745) | 25000 | m3/h
5.7.71.83 | 2740 | 5.7.71.83 | EG met menging en warmterecuperatie (2725/2730/2735/2740/2745) | 50000 | m3/h
5.7.71.83 | 2745 | 5.7.71.83 | EG met menging en warmterecuperatie (2725/2730/2735/2740/2745) | 75000 | m3/h
5.7.71.82 | 2750 | 5.7.71.82 | EG met menging, warmterecup. en filters (2750/2755/2760/2765/2770) | 5000 | m3/h
5.7.71.82 | 2755 | 5.7.71.82 | EG met menging, warmterecup. en filters (2750/2755/2760/2765/2770) | 10000 | m3/h
5.7.71.82 | 2760 | 5.7.71.82 | EG met menging, warmterecup. en filters (2750/2755/2760/2765/2770) | 25000 | m3/h
5.7.71.82 | 2765 | 5.7.71.82 | EG met menging, warmterecup. en filters (2750/2755/2760/2765/2770) | 50000 | m3/h
5.7.71.82 | 2770 | 5.7.71.82 | EG met menging, warmterecup. en filters (2750/2755/2760/2765/2770) | 75000 | m3/h
5.7.71.69 | 2775 | 5.7.71.69 | Geheel van de luchtbehandelingsgroepen (2785) | 5000 | m3/h
5.7.71.69 | 2780 | 5.7.71.69 | Geheel van de luchtbehandelingsgroepen (2785) | 10000 | m3/h
5.7.71.69 | 2785 | 5.7.71.69 | Geheel van de luchtbehandelingsgroepen (2785) | 25000 | m3/h
5.7.71.69 | 2790 | 5.7.71.69 | Geheel van de luchtbehandelingsgroepen (2785) | 50000 | m3/h
5.7.71.69 | 2795 | 5.7.71.69 | Geheel van de luchtbehandelingsgroepen (2785) | 75000 | m3/h
5.7.70.10 | 2800 | 5.7.70.10 | Stoombevochtiger (2805) | 1 | # of devices
5.7.70.10 | 2805 | 5.7.70.10 | Stoombevochtiger (2805) | 2 | # of devices
5.7.70.10 | 2810 | 5.7.70.10 | Stoombevochtiger (2805) | 3 | # of devices
5.7.70.94 | 2815 | 5.7.70.94 | Roof-top(18-62kW)+verw.batt. water/elek. (2815) | 14000 | m3/h
5.7.70.92 | 2820 | 5.7.70.92 | Roof-top(65-150kW)+verw.batt. water/elek. (2820) | 25000 | m3/h
5.7.70.95 | 2825 | 5.7.70.95 | Roof-top(18-62kW)+ ingeb. Gasketel (2825) | 14000 | m3/h
5.7.70.93 | 2830 | 5.7.70.93 | Roof-top(65-150kW)+ ingeb. Gasketel (2830) | 25000 | m3/h
5.7.70.91 | 2835 | 5.7.70.91 | Roof-top(8-15 kW) omkeerb.+elek. batt. (2835) | 3500 | m3/h
5.8.11.20 | 2840 | 5.8.11.20 | Frequentieregelaar LBK (2840) | 1000 | kW
5.7.71.86 | 2850 | 5.7.71.86 | EG - extractiegroep (Component) (2850) | 25000 | m3/h
5.7.71.94 | 2855 | 5.7.71.94 | PG - pulsiegroep (Component) (2855) | 20000 | m3/h
5.7.71.68 | 2860 | 5.7.71.68 | EPG - luchtbehandelingsgroep (Component) (2860) | 25000 | m3/h
5.7.70.08 | 2865 | 5.7.70.08 | Buitenrooster (Component) (2865) | 25000 | m3/h
5.7.70.59 | 2870 | 5.7.70.59 | Kleppenregister (Component) (2870) | 25000 | m3/h
5.7.70.50 | 2875 | 5.7.70.50 | Plenum (Component) (2875) | 25000 | m3/h
5.7.70.52 | 2880 | 5.7.70.52 | Filtersectie (Component) (2880) | 25000 | m3/h
5.7.70.53 | 2885 | 5.7.70.53 | Lucht mengsectie (Component) (2885) | 25000 | m3/h
5.7.70.54 | 2890 | 5.7.70.54 | Ventilatorsectie - directe aandrijving (Component) (2890) | 25000 | m3/h
5.7.70.55 | 2895 | 5.7.70.55 | Ventilatorsectie - indirecte aandrijving (Component) (2895) | 25000 | m3/h
5.7.70.02 | 2900 | 5.7.70.02 | Voorverwarming - batterij met water (Component) (2900) | 25000 | m3/h
5.7.70.03 | 2905 | 5.7.70.03 | Voorverwarming - batterij met koelmiddel (Component) (2905) | 25000 | m3/h
5.7.70.04 | 2910 | 5.7.70.04 | Voorverwarming - elektrische batterij (Component) (2910) | 25000 | m3/h
5.7.70.32 | 2915 | 5.7.70.32 | Koeling - batterij met ijswater (Component) (2915) | 25000 | m3/h
5.7.70.33 | 2920 | 5.7.70.33 | Koeling - batterij directe expansie (Component) (2920) | 25000 | m3/h
5.7.70.34 | 2925 | 5.7.70.34 | Naverwarming - batterij met water (Component) (2925) | 25000 | m3/h
5.7.70.35 | 2930 | 5.7.70.35 | Naverwarming - batterij met koelmiddel (Component) (2930) | 25000 | m3/h
5.7.70.36 | 2935 | 5.7.70.36 | Naverwarming - elektrische batterij (Component) (2935) | 25000 | m3/h
5.7.70.22 | 2940 | 5.7.70.22 | Recuperatie - heatpipe (koelmiddel) (Component) (2940) | 25000 | m3/h
5.7.70.23 | 2945 | 5.7.70.23 | Recuperatie - glycolbatterij (twin coil) (Component) (2945) | 25000 | m3/h
5.7.70.24 | 2950 | 5.7.70.24 | Recuperatie - kruiswisselaar (Component) (2950) | 25000 | m3/h
5.7.70.25 | 2955 | 5.7.70.25 | Recuperatie - warmtewiel (Component) (2955) | 25000 | m3/h
5.7.70.26 | 2960 | 5.7.70.26 | Bevochtiging - sproei- en adiabatisch bevochtiger (Component) (2960) | 25000 | m3/h
5.7.70.27 | 2965 | 5.7.70.27 | Bevochtiging - centrale stoombevochting (Component) (2965) | 25000 | m3/h
5.7.70.28 | 2970 | 5.7.70.28 | Bevochtiging - autonome stoombevochtiger (Component) (2970) | 25000 | m3/h
5.7.70.29 | 2975 | 5.7.70.29 | Bevochtiging - ultrasone bevochtiger (Component) (2975) | 25000 | m3/h
5.7.11.11 | 2980 | 5.7.11.11 | Rook en warmteafvoer systeem (RWA) (2890) | 25000 | m3/h
5.7.21.10 | 2985 | 5.7.21.10 | Ventilatoren - axiale ventilator (2985) | 10000 | m3/h
5.7.21.09 | 2990 | 5.7.21.09 | Ventilatoren - centrifugaal ventilator (2990) | 25000 | m3/h
5.7.21.05 | 2995 | 5.7.21.05 | Ventilatoren - dakventilator (2995) | 25000 | m3/h
5.7.21.06 | 3000 | 5.7.21.06 | Ventilatoren - boxventilator (3000) | 25000 | m3/h
5.7.21.07 | 3005 | 5.7.21.07 | Ventilatoren - inductieventilator (3005) | 25000 | m3/h
5.7.21.08 | 3010 | 5.7.21.08 | Ventilatoren - impuls, stuwventilator (3010) | 25000 | m3/h
5.7.11.06 | 3015 | 5.7.11.06 | Rookscherm (3015) | 1 | pcs
5.7.11.07 | 3020 | 5.7.11.07 | Brandscherm (3020) | 1 | pcs
5.7.11.08 | 3025 | 5.7.11.08 | Natuurlijke verluchter - dakuitvoering (3025) | 1 | pcs
5.7.11.09 | 3030 | 5.7.11.09 | Natuurlijke verluchter - wandversie (3030) | 1 | pcs
5.7.70.70 | 3035 | 5.7.70.70 | Luchtkanalen (3505) | 1 | m1
5.7.70.71 | 3040 | 5.7.70.71 | Brandklep - vlinderklep (3040) | 1 | pcs
5.7.70.72 | 3045 | 5.7.70.72 | Brandklep - met manuele bediening (3045) | 1 | pcs
5.7.70.75 | 3050 | 5.7.70.75 | Brandklep - gemotoriseerd (3050) | 1 | pcs
5.7.70.73 | 3055 | 5.7.70.73 | Brandwerend rooster (3055) | 1 | pcs
5.7.70.58 | 3060 | 5.7.70.58 | Kleppen - kleppenregister (3060) | 1 | pcs
5.5.12.50 | 3065 | 5.5.12.50 | Kleppen - iris regelklep (3065) | 5000 | m3/h
5.5.12.51 | 3070 | 5.5.12.51 | Kleppen - regelklep (3070) | 5000 | m3/h
5.7.70.14 | 3075 | 5.7.70.14 | Kleppen - variabel volumeregelaar (VAV) (3075) | 1 | pcs
5.7.70.15 | 3080 | 5.7.70.15 | Kleppen - constant volumeregelaar (CAV) (3080) | 1 | pcs
5.7.70.44 | 3085 | 5.7.70.44 | Geluiddemper (3085) | 1 | pcs
5.7.70.43 | 3090 | 5.7.70.43 | Filterbox (3090) | 1 | pcs
5.7.70.68 | 3095 | 5.7.70.68 | Bedieningsbord (regeling) Vent (3095) | 1 | pcs
5.3.20.06 | 3200 | 5.3.20.06 | Geheel van de sanitaire toestellen - standaard (3200) | 100 | m1
7.4.11.00 | 3205 | 7.4.11.00 | Urinoir (3205) | 1 | pcs
7.4.11.05 | 3210 | 7.4.11.05 | Toilet (3210) | 1 | pcs
7.4.11.14 | 3215 | 7.4.11.14 | Lavabo (3215) | 1 | pcs
7.4.11.12 | 3220 | 7.4.11.12 | Uitgietbak (3220) | 1 | pcs
7.4.11.20 | 3225 | 7.4.11.20 | Douche (3225) | 1 | pcs
7.4.11.21 | 3230 | 7.4.11.21 | Bad (3230) | 1 | pcs
5.3.20.07 | 3235 | 5.3.20.07 | Geheel van de sanitaire toestellen - speciaal (3235) | 100 | m1
7.4.11.01 | 3240 | 7.4.11.01 | Urinoir - collectief (3240) | 1 | pcs
7.4.11.06 | 3245 | 7.4.11.06 | Hangtoilet (3245) | 1 | pcs
7.4.11.07 | 3250 | 7.4.11.07 | Wastrog (lavabo) (3250) | 1 | pcs
7.4.11.19 | 3255 | 7.4.11.19 | Douche - collectief (3255) | 1 | pcs
7.4.11.23 | 3260 | 7.4.11.23 | Jacuzzi (3260) | 1 | pcs
9.9.90.23 | 3265 | 9.9.90.23 | Handendroger (3265) | 1 | pcs
9.9.90.13 | 3270 | 9.9.90.13 | Haardroger (3270) | 1 | pcs
9.9.90.24 | 3275 | 9.9.90.24 | Zeepdispenser (3275) | 1 | pcs
9.9.90.25 | 3280 | 9.9.90.25 | Toiletpapier dispenser (3280) | 1 | pcs
9.9.90.26 | 3285 | 9.9.90.26 | Handpapier dispenser (3285) | 1 | pcs
9.9.90.27 | 3290 | 9.9.90.27 | Thermostatisch mengventiel (3290) | 1 | pcs
5.2.16.13 | 3295 | 5.2.16.13 | Bronpomp (3295) | 1 | pcs
5.3.14.11 | 3300 | 5.3.14.11 | Drukverhogingsgroep (hydrofoorgroep) (3300) | 1 | pcs
5.2.16.15 | 3305 | 5.2.16.15 | Dieselpomp (3305) | 1 | pcs
5.3.20.03 | 3310 | 5.3.20.03 | Warm water - collector (3310) | 1 | pcs
5.6.01.01 | 3315 | 5.6.01.01 | Warm water - circulator (3315) | 200 | m3/h
5.3.20.39 | 3320 | 5.3.20.39 | Warm water - pomp (inline - monobloc) (3320/3325/3330/3335/3340) | 20 | m3/h
5.3.20.39 | 3325 | 5.3.20.39 | Warm water - pomp (inline - monobloc) (3320/3325/3330/3335/3340) | 50 | m3/h
5.3.20.39 | 3330 | 5.3.20.39 | Warm water - pomp (inline - monobloc) (3320/3325/3330/3335/3340) | 100 | m3/h
5.3.20.39 | 3335 | 5.3.20.39 | Warm water - pomp (inline - monobloc) (3320/3325/3330/3335/3340) | 200 | m3/h
5.3.20.39 | 3340 | 5.3.20.39 | Warm water - pomp (inline - monobloc) (3320/3325/3330/3335/3340) | 500 | m3/h
5.3.21.01 | 3345 | 5.3.21.01 | Warm water - doorstromer elektrisch (3345) | 13 | l/min
5.3.21.03 | 3350 | 5.3.21.03 | Warm water - doorstromer gas (3350) | 13 | l/min
5.3.20.40 | 3355 | 5.3.20.40 | Warm water - elektrische boiler (3355/3360/3365) | 1000 | L
5.3.20.40 | 3360 | 5.3.20.40 | Warm water - elektrische boiler (3355/3360/3365) | 500 | L
5.3.20.40 | 3365 | 5.3.20.40 | Warm water - elektrische boiler (3355/3360/3365) | 15 | L
5.3.21.08 | 3370 | 5.3.21.08 | Warm water - gasboiler (3370) | 500 | L
5.3.21.09 | 3375 | 5.3.21.09 | Warm water - boiler indirect gestookt (3375) | 500 | L
5.3.22.31 | 3380 | 5.3.22.31 | Warm water - zonneboiler (3380) | 500 | L
5.3.23.00 | 3385 | 5.3.23.00 | Warm water - platenwisselaar (3385) | 15 | kW
5.3.23.01 | 3390 | 5.3.23.01 | Warm water - buizenwisselaar (3390) | 15 | kW
5.3.23.02 | 3395 | 5.3.23.02 | Warm water - spiraalwisselaar (3395) | 15 | kW
5.3.23.11 | 3400 | 5.3.23.11 | Warm water - buffervat (3400) | 150 | L
5.3.23.12 | 3405 | 5.3.23.12 | Warm water - netwerk (3405) | 1 | pcs
5.3.23.13 | 3410 | 5.3.23.13 | Warm water - drukregelaar (3410) | 1 | pcs
5.3.23.14 | 3415 | 5.3.23.14 | Warm water - overdrukventiel (3415) | 1 | pcs
5.3.23.15 | 3420 | 5.3.23.15 | Warm water - afsluitkraan (3420) | 1 | pcs
5.3.23.16 | 3425 | 5.3.23.16 | Warm water - regelkraan (3425) | 1 | pcs
5.3.23.17 | 3430 | 5.3.23.17 | Warm water - kraan (3430) | 1 | pcs
5.3.23.18 | 3435 | 5.3.23.18 | Warm water - terugslagklep (3435) | 1 | pcs
5.3.23.19 | 3440 | 5.3.23.19 | Warm water - thermometer (3440) | 1 | pcs
5.3.23.20 | 3445 | 5.3.23.20 | Warm water - drukmeter (3445) | 1 | pcs
5.3.23.21 | 3450 | 5.3.23.21 | Warm water - debietmeter (3450) | 1 | pcs
5.3.52.00 | 3600 | 5.3.52.00 | Waterverzachter duplex (3605) | 20 | m3/h
5.3.52.01 | 3605 | 5.3.52.01 | Waterverzachter (3600) | 20 | m3/h
5.3.52.03 | 3610 | 5.3.52.03 | Behandeld water - dieselpomp (3610) | 20 | m3/h
5.3.52.04 | 3615 | 5.3.52.04 | Behandeld water - circulator (3615) | 20 | m3/h
5.3.52.05 | 3620 | 5.3.52.05 | Behandeld water - pomp (inline - monobloc) (3630) | 20 | m3/h
5.3.52.05 | 3625 | 5.3.52.05 | Behandeld water - pomp (inline - monobloc) (3630) | 50 | m3/h
5.3.52.05 | 3630 | 5.3.52.05 | Behandeld water - pomp (inline - monobloc) (3630) | 100 | m3/h
5.3.52.05 | 3635 | 5.3.52.05 | Behandeld water - pomp (inline - monobloc) (3630) | 200 | m3/h
5.3.52.05 | 3640 | 5.3.52.05 | Behandeld water - pomp (inline - monobloc) (3630) | 500 | m3/h
5.3.52.06 | 3645 | 5.3.52.06 | Doseerpomp (3645) | 1 | pcs
5.3.52.07 | 3650 | 5.3.52.07 | Wateranalyse systeem (3650) | 1 | pcs
5.3.52.08 | 3655 | 5.3.52.08 | Reservoir (3655) | 1 | pcs
5.3.52.09 | 3660 | 5.3.52.09 | Patroonfilter (3660) | 1 | pcs
5.3.52.10 | 3665 | 5.3.52.10 | Carbonisatiefilter (3665) | 1 | pcs
5.3.52.11 | 3670 | 5.3.52.11 | Actieve koolfilter (3670) | 1 | pcs
5.3.52.12 | 3675 | 5.3.52.12 | Drukfilter (3675) | 1 | pcs
5.3.51.10 | 3680 | 5.3.51.10 | Zandfilter (3680) | 1 | pcs
5.7.70.40 | 3685 | 5.7.70.40 | Uv-desinfectie (3685) | 1 | pcs
5.3.52.13 | 3690 | 5.3.52.13 | Demineralisatie installatie (3690) | 1 | pcs
5.3.52.14 | 3695 | 5.3.52.14 | Omgekeerde osmose installatie (3695) | 1 | pcs
5.3.52.15 | 3700 | 5.3.52.15 | Zoutelektrolyse installatie (3700) | 1 | pcs
5.3.52.17 | 3705 | 5.3.52.17 | Waterzuiveringsinstallatie (3705) | 1 | pcs
5.3.52.18 | 3710 | 5.3.52.18 | Industriële centrifugaalpompen (3710) | 150 | m3/h
5.3.52.19 | 3715 | 5.3.52.19 | Beweegbare bodem zwembad (3715) | 160 | m2
5.3.52.20 | 3720 | 5.3.52.20 | Voorfilters (3720) | 1 | pcs
5.3.52.21 | 3725 | 5.3.52.21 | Vuilwaterbuffervat (3725) | 750 | L
5.3.52.22 | 3730 | 5.3.52.22 | Buffertank (3730) | 750 | L
5.3.52.23 | 3735 | 5.3.52.23 | Doseerautomaat pH & Cl (3735) | 1 | pcs
9.0.99.15 | 3800 | 9.0.99.15 | Bacteriologische wateranalyse (3800) | 1 | pcs
9.0.99.22 | 3850 | 9.0.99.22 | Analyse verwarmings- en koelingswater (3850) | 1 | pcs
9.0.99.16 | 3900 | 9.0.99.16 | Analyse van vaste stoffen (3900) | 1 | pcs
9.0.99.17 | 3950 | 9.0.99.17 | Forfaitaire prijs voor verplaatsing/bemonstering (3950) | 1 | pcs
9.0.99.18 | 4000 | 9.0.99.18 | Olieanalyse transformator (4000) | 1 | pcs
9.0.99.19 | 4050 | 9.0.99.19 | Olieanalyse koelgroep (4050) | 1 | pcs
9.0.99.20 | 4100 | 9.0.99.20 | Noodstroom generator: Koelwater monster afname en analyse (4100) | 1 | pcs
9.0.99.21 | 4150 | 9.0.99.21 | Noodstroom generator: Smeerolie monster afname en analyse (4150) | 1 | pcs
9.0.99.10 | 4200 | 9.0.99.10 | Maandelijkse wateranalyse zwembad (4200) | 1 | pcs
9.0.99.11 | 4250 | 9.0.99.11 | Dagelijkse wateranalyse zwembad (5d/7) (4250) | 1 | pcs
9.0.99.12 | 4300 | 9.0.99.12 | Dagelijkse wateranalyse zwembad (7d/7) (4300) | 1 | pcs
9.0.99.23 | 4350 | 9.0.99.23 | Bacteriologische luchtanalyse (4350) | 1 | pcs
5.2.21.00 | 4700 | 5.2.21.00 | Dompelpomp regenwater (4700) | 1000 | L
5.2.16.14 | 4750 | 5.2.16.14 | Regenwaterpomp (4750) | 150 | m3/h
5.2.12.00 | 4800 | 5.2.12.00 | Regenwaterput (reservoir) (4800) | 10 | m3
5.2.12.02 | 4850 | 5.2.12.02 | Regenwaterinfiltratieput (4850) | 1 | pcs
5.2.12.10 | 4900 | 5.2.12.10 | Regenwaterafvoer netwerk (4900) | 10 | m1
5.2.26.00 | 4950 | 5.2.26.00 | Dompelpomp fecaliën (4950) | 1 | pcs
5.2.26.02 | 5000 | 5.2.26.02 | Fecaliënpomp (5000) | 1 | pcs
5.2.21.10 | 5050 | 5.2.21.10 | Fecaliënafvoer netwerk (5050) | 100 | m1
5.2.32.20 | 5100 | 5.2.32.20 | Dompelpomp afvalwater (5100) | 1 | pcs
5.2.32.21 | 5150 | 5.2.32.21 | Afvalwaterpomp (5150) | 1 | pcs
5.2.32.00 | 5200 | 5.2.32.00 | Olie- en benzineafscheider (5200) | 50 | L
5.2.32.10 | 5250 | 5.2.32.10 | Vetafscheider - Afvalwater (5250) | 50 | L
5.2.32.45 | 5300 | 5.2.32.45 | Afvalwater afvoernetwerk (5300) | 1 | pcs
5.3.52.16 | 5350 | 5.3.52.16 | Waterzuiveringsinstallatie - speciaal (5350) | 1 | pcs
5.2.32.46 | 5400 | 5.2.32.46 | Septische put (reservoir) (5550) | 0.1 | m3
5.2.32.46 | 5450 | 5.2.32.46 | Septische put (reservoir) (5550) | 1 | m3
5.2.32.46 | 5500 | 5.2.32.46 | Septische put (reservoir) (5550) | 2 | m3
5.2.32.46 | 5550 | 5.2.32.46 | Septische put (reservoir) (5550) | 15 | m3
5.2.32.46 | 5600 | 5.2.32.46 | Septische put (reservoir) (5550) | 20 | m3
5.2.32.47 | 5650 | 5.2.32.47 | Beerput (reservoir) (5650) | 1 | pcs
5.2.32.48 | 5700 | 5.2.32.48 | Daken (afvoeren) (5700) | 1 | pcs
5.2.32.49 | 5750 | 5.2.32.49 | Goot (afvoeren) (5750) | 1 | pcs
6.1.11.11 | 6000 | 6.1.11.11 | Statisch no-break systeem (UPS) (6000) | 50 | kVA
6.1.11.12 | 6010 | 6.1.11.12 | Dynamisch no-break systeem (DRUPS) (6010) | 50 | kVA
6.1.11.10 | 6020 | 6.1.11.10 | Noodstroom generator (6020) | 175 | kVA
6.1.11.09 | 6030 | 6.1.11.09 | Noodstroom generator: testen opstart onder nullast via O.A. (6030) | 1 | pcs
7.6.21.06 | 6040 | 7.6.21.06 | Laadstation voor elektrische voertuigen (6040) | 1 | pcs
7.6.21.07 | 6041 | 7.6.21.07 | Laadstation voor elektrische voertuigen 2de tot 5de laadpunt (6041) | 1 | pcs
7.6.21.08 | 6042 | 7.6.21.08 | Laadstation voor elektrische voertuigen vanaf 6de laadpunt (6042) | 1 | pcs
5.3.22.30 | 6050 | 5.3.22.30 | Photovoltaïsche installatie (zonnepanelen) (6050) | 250 | kWp
5.3.22.32 | 6060 | 5.3.22.32 | Omvormers (6060) | 1 | pcs
6.1.71.03 | 6070 | 6.1.71.03 | Bliksemafleiding (6070) | 1 | pcs
6.1.41.35 | 6080 | 6.1.41.35 | Hoogspanningscabine (6080) | 1 | pcs
6.1.41.36 | 6090 | 6.1.41.36 | Hoogspanningscabine (zone 1 Brussel) (nw) (6090) | 1 | pcs
6.1.41.37 | 6091 | 6.1.41.37 | Hoogspanningscabine (zone 2 Antwerpen, Henegouwen, Limburg, Luik, Namen, Oost-Vlaanderen) (nw) (6091) | 1 | pcs
6.1.41.38 | 6092 | 6.1.41.38 | Hoogspanningscabine (zone 3 Luxemburg, West-Vlaanderen) (nw) (6092) | 1 | pcs
6.1.41.39 | 6093 | 6.1.41.39 | Hoogspanningscabine (zone 1 Brussel) (bnw) (6093) | 1 | pcs
6.1.41.40 | 6094 | 6.1.41.40 | Hoogspanningscabine (zone 2 Antwerpen, Henegouwen, Limburg, Luik, Namen, Oost-Vlaanderen) (bnw) (6094) | 1 | pcs
6.1.41.41 | 6095 | 6.1.41.41 | Hoogspanningscabine (zone 3 Luxemburg, West-Vlaanderen) (bnw) (6095) | 1 | pcs
6.1.41.42 | 6096 | 6.1.41.42 | Hoogspanningscabine (zone 1 Brussel) (zat-zon) (6096) | 1 | pcs
6.1.41.43 | 6097 | 6.1.41.43 | Hoogspanningscabine (zone 2 Antwerpen, Henegouwen, Limburg, Luik, Namen, Oost-Vlaanderen) (zat-zon) (6097) | 1 | pcs
6.1.41.44 | 6098 | 6.1.41.44 | Hoogspanningscabine (zone 3 Luxemburg, West-Vlaanderen) (zat-zon) (6098) | 1 | pcs
6.1.41.45 | 6099 | 6.1.41.45 | Hoogspanningscabine - thermografie (6099) | 1 | pcs
6.1.41.46 | 6100 | 6.1.41.46 | Hoogspanningscabine - driemaandelijks bezoek - via O.A. (6100) | 1 | pcs
6.1.41.47 | 6110 | 6.1.41.47 | Hoogspanningscabine - helpdesk 24h van O.A. (6110) | 1 | pcs
6.1.41.48 | 6120 | 6.1.41.48 | Hoogspanningscabine - snijdingskost DNB (nw) (6120) | 1 | pcs
6.1.41.49 | 6121 | 6.1.41.49 | Hoogspanningscabine - snijdingskost DNB (bnw) (6121) | 1 | pcs
6.1.41.50 | 6122 | 6.1.41.50 | Hoogspanningscabine - snijdingskost DNB (zat-zon) (6122) | 1 | pcs
6.1.41.52 | 6130 | 6.1.41.52 | Hoogspanningsscheider (6130) | 1 | pcs
6.1.41.01 | 6140 | 6.1.41.01 | Vermogensschakelaar hoogspanning (6140) | 100 | kVA
6.1.41.00 | 6150 | 6.1.41.00 | Droge transformator (6150) | 100 | kVA
6.1.41.03 | 6160 | 6.1.41.03 | Olietransformator (6160 | 50 | kVA
6.1.41.10 | 6170 | 6.1.41.10 | Condensatorbatterij (6170) | 40 | kVA
6.1.51.25 | 6180 | 6.1.51.25 | Algemeen laagspanningsbord (6180) | 10 | # of distributions
6.1.51.26 | 6190 | 6.1.51.26 | Algemeen laagspanningsbord met geïntegreerde regeling (6190) | 1 | pcs
6.1.61.47 | 6200 | 6.1.61.47 | Elektrisch verdeelbord (verlichting, stopcontacten, ...) (6200) | 1 | pcs
6.1.61.48 | 6210 | 6.1.61.48 | Elektrisch verdeelbord (verlichting, stopcontacten, ...) met geïntegreerde regeling (6210) | 1 | pcs
5.7.70.69 | 6220 | 5.7.70.69 | Bedieningsbord (regeling) Elektr (6220) | 1 | pcs
6.2.41.04 | 6230 | 6.2.41.04 | Werfkast (6230) | 1 | pcs
6.2.41.00 | 6240 | 6.2.41.00 | Stopcontacten, schakelaars, drukknoppen (6240) | 1 | pcs
6.2.41.02 | 6250 | 6.2.41.02 | Stopcontact (6250) | 1 | pcs
6.2.41.05 | 6260 | 6.2.41.05 | Industrieel stopcontact (6260) | 1 | pcs
6.2.41.06 | 6270 | 6.2.41.06 | Schakelaar (6270) | 1 | pcs
6.2.41.07 | 6280 | 6.2.41.07 | Industriële schakelaar (6280) | 1 | pcs
6.2.41.08 | 6290 | 6.2.41.08 | Drukknop (6290) | 1 | pcs
6.2.41.09 | 6300 | 6.2.41.09 | Industriële drukknop (6300) | 1 | pcs
6.5.21.04 | 6310 | 6.5.21.04 | Bewegingsmelder (6310) | 1 | pcs
6.4.12.14 | 6320 | 6.4.12.14 | Communicatie-aansluiting (6320) | 1 | pcs
6.3.41.50 | 6500 | 6.3.41.50 | Binnenverlichting (parent) (6500) | 1 | pcs
6.3.41.51 | 6505 | 6.3.41.51 | Buitenverlichting (parent) (6505) | 1 | pcs
6.3.41.52 | 6510 | 6.3.41.52 | Noodverlichting - centraal (parent) (6510) | 1 | pcs
6.3.41.53 | 6515 | 6.3.41.53 | Noodverlichting - decentraal (parent) (6115) | 1 | pcs
6.3.41.54 | 6520 | 6.3.41.54 | Lichtbeheersysteem (6520) | 1 | pcs
6.3.41.92 | 6525 | 6.3.41.92 | Armatuur voor binnen - gloeilamp (6525) | 40 | W
6.3.44.00 | 6530 | 6.3.44.00 | Armatuur voor binnen - halogeenlamp (6530) | 1 | pcs
6.3.44.02 | 6535 | 6.3.44.02 | Armatuur voor binnen - spaarlamp of fluorescentielamp (6535) | 1 | pcs
6.3.41.00 | 6540 | 6.3.41.00 | Armatuur voor binnen - TL 8 (6540) | 36 | W
6.3.41.01 | 6545 | 6.3.41.01 | Armatuur voor binnen - TL 5 (6545) | 36 | W
6.3.41.04 | 6550 | 6.3.41.04 | Armatuur voor binnen - LED (6550) | 4 | W
6.3.44.03 | 6555 | 6.3.44.03 | Armatuur voor buiten - gloeilamp (6555) | 1 | pcs
6.3.44.04 | 6560 | 6.3.44.04 | Armatuur voor buiten - halogeenlamp (6560) | 1 | pcs
6.3.44.05 | 6565 | 6.3.44.05 | Armatuur voor buiten - spaarlamp of fluorescentielamp (6565) | 1 | pcs
6.3.41.05 | 6570 | 6.3.41.05 | Armatuur voor buiten - TL 8 (6570) | 36 | W
6.3.41.06 | 6575 | 6.3.41.06 | Armatuur voor buiten - TL 5 (6575) | 36 | W
6.3.41.07 | 6580 | 6.3.41.07 | Armatuur voor buiten - LED (6580) | 4 | W
6.3.41.08 | 6585 | 6.3.41.08 | Specifiek armatuur voor binnen (6585) | 12 | W
6.3.41.09 | 6590 | 6.3.41.09 | Specifiek armatuur voor buiten (6590 | 12 | W
6.3.24.00 | 6595 | 6.3.24.00 | Centraal noodverlichtingssysteem (6595) | 1 | pcs
6.3.24.01 | 6600 | 6.3.24.01 | Noodverlichting - centrale voeding (6600) | 1 | pcs
6.3.24.02 | 6605 | 6.3.24.02 | Noodverlichting - lokale voeding (6605) | 1 | pcs
6.5.13.11 | 6800 | 6.5.13.11 | Blusgasinstallatie (6800) | 1 | pcs
6.5.13.26 | 6805 | 6.5.13.26 | Sprinkler - geheel van de installatie (6805) | 10 | m1
6.5.13.22 | 6810 | 6.5.13.22 | Sprinkler - dieselpomp (6810) | 1 | pcs
6.5.13.23 | 6815 | 6.5.13.23 | Sprinkler - elektrische pomp (6815) | 1 | pcs
6.5.13.24 | 6820 | 6.5.13.24 | Sprinkler - jockeypomp (6820) | 1 | pcs
6.5.13.20 | 6825 | 6.5.13.20 | Sprinkler - alarmklep (6825) | 1 | pcs
6.5.13.21 | 6830 | 6.5.13.21 | Sprinkler - sprinklerkop (6830) | 1 | pcs
6.5.13.25 | 6835 | 6.5.13.25 | Sprinkler - droge stijgleiding (6835) | 10 | m1
6.5.13.09 | 6840 | 6.5.13.09 | Sprinkler - natte stijgleiding (6840) | 10 | m1
6.5.13.27 | 6845 | 6.5.13.27 | Sprinkler - waterreservoir (6845) | 1000 | L
6.5.13.10 | 6850 | 6.5.13.10 | Geheel van de brandblussers (6850) | 1 | pcs
6.5.12.99 | 6855 | 6.5.12.99 | Waterblusser (6855) | 1 | pcs
6.5.13.00 | 6860 | 6.5.13.00 | Schuimblusser (6860) | 5 | kg
6.5.13.01 | 6865 | 6.5.13.01 | Poederblusser (6865) | 5 | kg
6.5.13.02 | 6870 | 6.5.13.02 | CO2 blusser (6870) | 5 | kg
6.5.13.03 | 6875 | 6.5.13.03 | Automatische poederblusser (6875) | 5 | kg
6.5.13.32 | 6880 | 6.5.13.32 | Hydrant (6880) | 1 | # of Hydrants
6.5.13.30 | 6885 | 6.5.13.30 | Brandhaspel (6885) | 1 | pcs
6.5.13.35 | 6890 | 6.5.13.35 | Brandhaspel cf. NBN EN 671-3 (6890) | 1 | pcs
6.5.13.36 | 6895 | 6.5.13.36 | Brandweerkast (koppelingen, slangen...) (6895) | 1 | pcs
6.5.12.90 | 6900 | 6.5.12.90 | Branddeur (6900) | 1 | pcs
6.5.12.91 | 6905 | 6.5.12.91 | Branddeur magneet (6905) | 1 | pcs
6.5.12.10 | 6910 | 6.5.12.10 | Brandgordijn (6910) | 2 | m2
6.5.13.37 | 6915 | 6.5.13.37 | Brandklep (6915) | 1 | pcs
6.5.13.38 | 6920 | 6.5.13.38 | Gemotoriseerde brandklep (6920) | 1 | pcs
5.2.03.02 | 6925 | 5.2.03.02 | Brandwerende doorvoer (6925) | 1 | pcs
5.2.03.03 | 6930 | 5.2.03.03 | Branddetectiecentrale 1 (6930) | 1 | pcs
5.2.03.04 | 6931 | 5.2.03.04 | Branddetectiecentrale 2 (6931) | 1 | pcs
5.2.03.05 | 6932 | 5.2.03.05 | Branddetectiecentrale 3 (6932) | 1 | pcs
5.2.03.06 | 6935 | 5.2.03.06 | Brandmeldcentrale (6935) | 1 | pcs
5.2.03.07 | 6940 | 5.2.03.07 | Herhaalbord brandmeldcentrale (6940) | 1 | pcs
5.2.03.08 | 6945 | 5.2.03.08 | Geheel van de branddetectoren (6945) | 1 | pcs
6.5.11.05 | 6950 | 6.5.11.05 | Branddetector (6950) | 1 | pcs
6.5.11.12 | 6955 | 6.5.11.12 | Vlamdetector (6955) | 1 | pcs
6.5.11.13 | 6960 | 6.5.11.13 | Beamdetector (6960) | 1 | pcs
6.5.21.03 | 6965 | 6.5.21.03 | Manuele brandmelddrukknop (6956) | 1 | pcs
6.5.11.15 | 6970 | 6.5.11.15 | Brandmeldsirene (6970) | 1 | pcs
6.5.11.21 | 6975 | 6.5.11.21 | Aspiratiedetectiesysteem (vesda) (6975) | 1 | pcs
5.7.11.10 | 6980 | 5.7.11.10 | Rookkoepel (6980) | 1 | pcs
6.5.35.00 | 6985 | 6.5.35.00 | Gasdetectie (aardgas CH4) (6895) | 1 | pcs
6.5.35.05 | 6990 | 6.5.35.05 | Gasdetectie (aardgas CH4) - Dalemans E, F, U.H1, U.H6 | 1 | # of detectors
6.5.35.06 | 6995 | 6.5.35.06 | Gasdetectie (aardgas CH4) - Dalemans OCTOBUS / OCTOPLUS / U.V6 | 1 | # of detectors
6.5.35.01 | 7000 | 6.5.35.01 | Gasdetectie (CO) (7000) | 1 | # of detectors
6.5.36.01 | 7005 | 6.5.36.01 | Waterlekdetectie | 1 | pcs
6.5.80.00 | 7010 | 6.5.80.00 | Nooddouche (7010) | 1 | pcs
6.5.80.01 | 7015 | 6.5.80.01 | Oogdouche (7015) | 1 | pcs
6.5.21.00 | 7200 | 6.5.21.00 | Inbraakdetectiecentrale 1 (7200) | 1 | pcs
6.5.21.06 | 7201 | 6.5.21.06 | Inbraakdetectiecentrale 2 (7201) | 1 | pcs
6.5.21.07 | 7202 | 6.5.21.07 | Inbraakdetectiecentrale 3 (7202) | 1 | pcs
6.5.21.08 | 7205 | 6.5.21.08 | Inbraak - centrale (7205) | 1 | pcs
6.5.21.01 | 7210 | 6.5.21.01 | Inbraak - inbraakdetector (7210) | 1 | pcs
6.5.21.10 | 7215 | 6.5.21.10 | Inbraak - sirene ¦ flash (7215) | 1 | pcs
6.5.22.00 | 7220 | 6.5.22.00 | Toegangscontrole 1 (7120) | 1 | pcs
6.5.22.05 | 7221 | 6.5.22.05 | Toegangscontrole 2 (7121) | 1 | pcs
6.5.22.06 | 7222 | 6.5.22.06 | Toegangscontrole 3 (7122) | 1 | pcs
6.5.22.07 | 7225 | 6.5.22.07 | Toegang - centrale control unit (7225) | 1 | pcs
6.5.22.01 | 7230 | 6.5.22.01 | Toegang - badgelezer (7230) | 1 | pcs
6.5.22.04 | 7235 | 6.5.22.04 | Toegang - codeslot (7235) | 1 | pcs
6.5.22.03 | 7240 | 6.5.22.03 | Toegang - drukknop (uitgang) (7240) | 1 | pcs
6.5.22.10 | 7245 | 6.5.22.10 | Parlofonie (7245) | 1 | pcs
6.5.22.11 | 7250 | 6.5.22.11 | Videofonie (7250) | 1 | pcs
6.5.22.20 | 7255 | 6.5.22.20 | Interfonie (7255) | 1 | pcs
6.5.21.18 | 7260 | 6.5.21.18 | CCTV 1 (7260) | 1 | pcs
6.5.21.19 | 7261 | 6.5.21.19 | CCTV 2 (7261) | 1 | pcs
6.5.21.20 | 7262 | 6.5.21.20 | CCTV 3 (7262) | 1 | pcs
6.5.21.14 | 7265 | 6.5.21.14 | CCTV-Centrale (7265) | 1 | pcs
6.5.21.15 | 7270 | 6.5.21.15 | CCTV-Camera (7270) | 1 | pcs
6.5.21.16 | 7275 | 6.5.21.16 | CCTV-Server (7275) | 1 | pcs
6.5.21.17 | 7280 | 6.5.21.17 | CCTV-Software (7280) | 1 | pcs
6.5.21.22 | 7285 | 6.5.21.22 | CCTV-Multiplexer/switch (7285) | 1 | pcs
6.5.21.21 | 7290 | 6.5.21.21 | CCTV-Monitor (6290) | 1 | pcs
6.5.21.23 | 7295 | 6.5.21.23 | CCTV-Opnametoestel (7295) | 1 | pcs
9.0.32.00 | 7300 | 9.0.32.00 | Omtrekbeveiliging (7300) | 20 | m2
9.0.34.10 | 7305 | 9.0.34.10 | Rolhekken (7305) | 5 | m2
3.2.34.01 | 7310 | 3.2.34.01 | Tourniquet poort (7310) | 2 | m2
6.5.31.02 | 7315 | 6.5.31.02 | Rolluiken (7315) | 1 | pcs
6.5.31.00 | 7320 | 6.5.31.00 | Zonwering (7320) | 2 | m2
3.1.31.15 | 7325 | 3.1.31.15 | Geheel van alle deuren (7325) | 1 | pcs
3.1.31.16 | 7330 | 3.1.31.16 | Geheel van all sloten (7330) | 1 | pcs
3.1.31.09 | 7335 | 3.1.31.09 | Deur - standaard (7335) | 2 | m2
3.1.32.10 | 7340 | 3.1.32.10 | Deur - schuifdeur (7340) | 2 | m2
3.1.34.10 | 7345 | 3.1.34.10 | Deur - draaideur (7345) | 2 | m2
3.2.34.00 | 7350 | 3.2.34.00 | Deur - tourniquet (7350) | 2 | m2
3.1.33.20 | 7355 | 3.1.33.20 | Deur - tuimeldeur (7355) | 0 | m2
3.3.33.30 | 7360 | 3.3.33.30 | Deur - sectionaaldeur (7360) | 5 | m2
3.1.33.17 | 7365 | 3.1.33.17 | Deur - roldeur (7365) | 2 | m2
3.1.33.18 | 7370 | 3.1.33.18 | Deur - snelroldeur (7370) | 2 | m2
9.0.65.11 | 7375 | 9.0.65.11 | Slagboom (7375) | 1 | pcs
9.0.65.15 | 7380 | 9.0.65.15 | Veiligheidsslagboom (7380) | 1 | pcs
9.0.34.11 | 7385 | 9.0.34.11 | Schuifpoort (7385) | 5 | m2
9.0.34.12 | 7390 | 9.0.34.12 | Toegangshek (7390) | 20 | m2
9.0.34.13 | 7395 | 9.0.34.13 | Tourniquet - toegangshek (7395) | 1 | pcs
9.0.34.14 | 7400 | 9.0.34.14 | Tourniquet - draaiarm (7400) | 1 | pcs
7.3.12.32 | 7500 | 7.3.12.32 | Luchtcompressor (7505) | 150 | L
7.3.12.32 | 7505 | 7.3.12.32 | Luchtcompressor (7505) | 500 | L
7.3.12.32 | 7510 | 7.3.12.32 | Luchtcompressor (7505) | 1200 | L
7.3.12.33 | 7515 | 7.3.12.33 | Koeldroger (7515) | 1 | pcs
7.3.12.34 | 7520 | 7.3.12.34 | Adsorptiedroger (7520) | 1 | pcs
7.3.12.35 | 7525 | 7.3.12.35 | Persluchtfilter (7525) | 1 | pcs
7.3.12.36 | 7530 | 7.3.12.36 | Olie-en waterafscheider (7530) | 1 | pcs
7.3.12.37 | 7535 | 7.3.12.37 | Perslucht reservoir (7535) | 1 | pcs
7.3.12.38 | 7540 | 7.3.12.38 | Perslucht - netwerk (7540) | 1 | pcs
7.3.12.39 | 7545 | 7.3.12.39 | Vacuümpomp (7545) | 1 | pcs
7.3.12.40 | 7550 | 7.3.12.40 | Vacuüm reservoir (7550) | 1 | pcs
7.3.12.41 | 7555 | 7.3.12.41 | Vacuüm - netwerk (7555) | 1 | pcs
6.6.11.00 | 7700 | 6.6.11.00 | Elektrische personenlift ISO gecertificeeerd (7700) | 3 | # of stops
6.6.12.00 | 7705 | 6.6.12.00 | Hydraulische personenlift (7705) | 3 | # of stops
6.6.13.00 | 7710 | 6.6.13.00 | Traplift (7710) | 150 | Allowed mass (kg)
6.6.21.00 | 7715 | 6.6.21.00 | Roltrap (7715) | 5 | m1
6.6.22.00 | 7720 | 6.6.22.00 | Rolpad (7720) | 5 | m1
6.6.32.00 | 7725 | 6.6.32.00 | Elektrische goederenlift (7725) | 360 | Allowed mass (kg)
6.6.32.10 | 7730 | 6.6.32.10 | Hydraulische goederenlift (7730) | 2000 | Allowed mass (kg)
6.6.14.00 | 7735 | 6.6.14.00 | Platformlift (7735) | 150 | Allowed mass (kg)
6.6.31.01 | 7740 | 6.6.31.01 | Hefplateau (7740) | 1 | # of stops
6.6.31.02 | 7745 | 6.6.31.02 | Rolbrug (7745) | 1 | # of stops
6.6.36.10 | 7750 | 6.6.36.10 | Zwenkkraan (7750) | 500 | Allowed mass (kg)
6.6.36.20 | 7755 | 6.6.36.20 | Takel (7755) | 500 | Allowed mass (kg)
6.6.41.00 | 7760 | 6.6.41.00 | Buizenpost (7760) | 1 | pcs
7.3.11.10 | 7800 | 7.3.11.10 | Geheel van de vaste keukenapparatuur (parent) algemeen (7800) | 1 | pcs
7.3.11.11 | 7805 | 7.3.11.11 | Geheel van het vaste keukenmeubilair (parent) (7805) | 1 | pcs
7.3.11.02 | 7810 | 7.3.11.02 | Spoel tafel (7810) | 1 | pcs
7.3.11.03 | 7815 | 7.3.11.03 | Werktafel (7815) | 1 | pcs
7.3.11.04 | 7820 | 7.3.11.04 | Uitvoertafel (7820) | 1 | pcs
7.3.11.05 | 7825 | 7.3.11.05 | Schap (7825) | 1 | pcs
7.3.11.06 | 7830 | 7.3.11.06 | Wandkast (7830) | 1 | pcs
7.3.11.07 | 7835 | 7.3.11.07 | Servieskast (7835) | 1 | pcs
7.3.11.08 | 7840 | 7.3.11.08 | Kitchenette (7840) | 1 | pcs
7.3.11.09 | 7845 | 7.3.11.09 | Toebehoren (7845) | 1 | pcs
7.3.22.00 | 7850 | 7.3.22.00 | Dampkap - industrieel (7850) | 2 | m2
7.3.12.00 | 7855 | 7.3.12.00 | Dampkap - huishoudelijk (7855) | 1 | m2
7.3.22.01 | 7860 | 7.3.22.01 | Dampkap - controlesysteem (7860) | 1 | pcs
7.3.22.02 | 7865 | 7.3.22.02 | Dampkap - dakventilator (7865) | 1 | pcs
7.3.22.03 | 7870 | 7.3.22.03 | Dampkap - kanaalventilator (7870) | 1 | pcs
7.3.22.04 | 7875 | 7.3.22.04 | Dampkap - horizontaal kanaal (7875) | 1 | m1
7.3.22.05 | 7880 | 7.3.22.05 | Dampkap - verticaal kanaal (7880) | 1 | m1
7.3.22.10 | 7885 | 7.3.22.10 | Industriële vaatwasmachine (7885) | 1 | pcs
7.3.11.12 | 7890 | 7.3.11.12 | Geheel van de vaste keukenapparatuur vatwasmachine (parent) (7890) | 1 | pcs
7.3.22.11 | 7895 | 7.3.22.11 | Glazen wasmachine (7895) | 1 | pcs
7.3.22.09 | 7900 | 7.3.22.09 | Huishoudelijke vaatwasmachine (7900) | 1 | pcs
7.3.22.12 | 7905 | 7.3.22.12 | Transportband (7905) | 1 | pcs
7.3.22.13 | 7910 | 7.3.22.13 | Kar dienbladen (7910) | 1 | pcs
5.7.02.01 | 7915 | 5.7.02.01 | Waterverzachter afwasmachine (7915) | 1 | pcs
7.3.12.20 | 7920 | 7.3.12.20 | Fornuis - elektrisch (7920) | 1 | pcs
7.3.12.21 | 7925 | 7.3.12.21 | Fornuis - gas (7925) | 1 | pcs
7.3.12.19 | 7930 | 7.3.12.19 | Fornuis - vitrokeramisch (7930) | 1 | pcs
7.3.12.13 | 7935 | 7.3.12.13 | Kookpot - elektrisch (7935) | 1 | pcs
7.3.12.14 | 7940 | 7.3.12.14 | Kookpot - gas (7940) | 1 | pcs
7.3.12.15 | 7945 | 7.3.12.15 | Braadpan - elektrisch (7945) | 1 | pcs
7.3.12.16 | 7950 | 7.3.12.16 | Braadpan - gas (7950) | 1 | pcs
7.3.12.17 | 7955 | 7.3.12.17 | Kookplaat - elektrisch (7955) | 1 | pcs
7.3.12.18 | 7960 | 7.3.12.18 | Kookplaat - gas (7960) | 1 | pcs
7.3.12.22 | 7965 | 7.3.12.22 | Combi oven - elektrisch en hetelucht (7965) | 1 | pcs
7.3.12.23 | 7970 | 7.3.12.23 | Combi oven - gas en hetelucht (7970) | 1 | pcs
7.3.12.24 | 7975 | 7.3.12.24 | Convectie oven - elektrisch (7975) | 1 | pcs
7.3.12.25 | 7980 | 7.3.12.25 | Convectie oven - gas (7980) | 1 | pcs
7.3.12.27 | 7985 | 7.3.12.27 | Microgolfoven (7985) | 1 | pcs
7.3.12.28 | 7990 | 7.3.12.28 | Lage temperatuur oven - elektrisch (7990) | 1 | pcs
7.3.12.29 | 7995 | 7.3.12.29 | Opwarmoven - elektrisch (7995) | 1 | pcs
7.3.12.30 | 8000 | 7.3.12.30 | Friteuse - elektrisch (8000) | 1 | pcs
7.3.12.31 | 8005 | 7.3.12.31 | Friteuse - gas (8005) | 1 | pcs
7.3.12.4 | 8010 | 7.3.12.4 | Friteuse - inductie (8010) | 1 | pcs
7.3.12.5 | 8015 | 7.3.12.5 | Gril - elektrisch (8015) | 1 | pcs
7.3.12.6 | 8020 | 7.3.12.6 | Gril - gas (8020) | 1 | pcs
7.3.12.7 | 8025 | 7.3.12.7 | Stoomkoker - elektrisch (8025) | 1 | pcs
7.3.12.8 | 8030 | 7.3.12.8 | Stoomkoker - gas (8030) | 1 | pcs
7.3.12.9 | 8035 | 7.3.12.9 | Pastakoker - elektrisch (8035) | 1 | pcs
7.3.12.10 | 8040 | 7.3.12.10 | Pastakoker - gas (8040) | 1 | pcs
7.3.22.19 | 8045 | 7.3.22.19 | Koelcel (parent) (8045) | 1 | pcs
7.3.22.20 | 8050 | 7.3.22.20 | Vriescel (parent) (8050) | 1 | pcs
7.3.22.21 | 8055 | 7.3.22.21 | Snelle koelkamer (8055) | 1 | pcs
7.3.22.22 | 8060 | 7.3.22.22 | Koel of vriescel - (8060) | 1 | pcs
7.3.22.23 | 8065 | 7.3.22.23 | Koel of vriescel - binnenunit (verdamper) (8065) | 1 | pcs
7.3.22.24 | 8070 | 7.3.22.24 | Koelcentrale (8070) | 1 | pcs
7.3.22.25 | 8075 | 7.3.22.25 | Vriescentrale (8075) | 1 | pcs
7.3.22.26 | 8080 | 7.3.22.26 | Koel of vriescentrale - koelcircuit (8080) | 1 | pcs
7.3.22.27 | 8085 | 7.3.22.27 | Koelmeubel - op centrale (8085) | 1 | pcs
7.3.22.28 | 8090 | 7.3.22.28 | Vriesmeubel - op centrale (8090) | 1 | pcs
7.3.22.29 | 8095 | 7.3.22.29 | Koelmeubel - individueel (8095) | 1 | pcs
7.3.22.30 | 8100 | 7.3.22.30 | Vriesmeubel - individueel (8100) | 1 | pcs
7.3.22.31 | 8105 | 7.3.22.31 | Koelkast (8105) | 1 | pcs
7.3.22.32 | 8110 | 7.3.22.32 | Diepvriezer (8110) | 1 | pcs
7.3.22.34 | 8115 | 7.3.22.34 | Ijsblokjesmachine (8115) | 1 | pcs
7.3.22.35 | 8120 | 7.3.22.35 | Bain marie - elektrisch (8120) | 1 | pcs
7.3.22.36 | 8125 | 7.3.22.36 | Bain marie - gas (8125) | 1 | pcs
7.3.22.37 | 8130 | 7.3.22.37 | Soepketel (8130) | 1 | pcs
7.3.12.60 | 8135 | 7.3.12.60 | Warmhoudoven - elektrisch (8135) | 1 | pcs
7.3.12.61 | 8140 | 7.3.12.61 | Warmhoudkast (8140) | 1 | pcs
7.3.12.62 | 8145 | 7.3.12.62 | Warmhoudlade (8145) | 1 | pcs
7.3.12.63 | 8150 | 7.3.12.63 | Opwarmplaat - elektrisch (8150) | 1 | pcs
7.3.12.64 | 8155 | 7.3.12.64 | Opwarmplaat - gas (8155) | 1 | pcs
7.3.12.65 | 8160 | 7.3.12.65 | Warmhoudplaat (8160) | 1 | pcs
7.3.12.66 | 8165 | 7.3.12.66 | Warmhoudlamp (8165) | 1 | pcs
7.3.12.67 | 8170 | 7.3.12.67 | Warmhoudbrug (8170) | 1 | pcs
7.3.12.68 | 8175 | 7.3.12.68 | Frieten warmhouder (8175) | 1 | pcs
7.3.12.69 | 8180 | 7.3.12.69 | Bordenverwarmer (8180) | 1 | pcs
7.3.12.70 | 8185 | 7.3.12.70 | Warmhoudvitrine (8185) | 1 | pcs
7.3.12.71 | 8190 | 7.3.12.71 | Warmhoudmeubel (8190) | 1 | pcs
7.3.12.72 | 8195 | 7.3.12.72 | Warmhoudkar (8195) | 1 | pcs
7.3.12.73 | 8200 | 7.3.12.73 | Geïsoleerde warmhoud container(8200) | 1 | pcs
7.2.22.11 | 8205 | 7.2.22.11 | Wasmachine (8205) | 1 | pcs
7.2.22.12 | 8210 | 7.2.22.12 | Droogkast (8210) | 1 | pcs
7.2.22.13 | 8215 | 7.2.22.13 | Handwas (8215) | 1 | pcs
7.2.22.14 | 8220 | 7.2.22.14 | Desinfectie station (8220) | 1 | pcs
7.2.22.20 | 8225 | 7.2.22.20 | Keuken douche (8225) | 1 | pcs
7.2.22.21 | 8230 | 7.2.22.21 | Sterilisatiekast (8230) | 1 | pcs
7.2.22.22 | 8235 | 7.2.22.22 | Insectenverdelger (8235) | 1 | pcs
7.2.22.23 | 8240 | 7.2.22.23 | Vuilnisbakken koeler (8240) | 1 | pcs
7.2.22.24 | 8245 | 7.2.22.24 | Vuilnisbak (8245) | 1 | pcs
7.2.22.25 | 8250 | 7.2.22.25 | High pressure cleaner (8250) | 1 | pcs
7.2.22.26 | 8255 | 7.2.22.26 | Vetafscheider- Apparatuur (8255) | 50 | L
7.2.22.27 | 8260 | 7.2.22.27 | Drinkwaterfontein (8260) | 1 | pcs
7.2.22.28 | 8265 | 7.2.22.28 | Waterdispenser (8265) | 1 | pcs
7.2.22.29 | 8270 | 7.2.22.29 | Waterkoker (8270) | 1 | pcs
7.2.22.30 | 8275 | 7.2.22.30 | Koffiemachine (8275) | 1 | pcs
7.2.22.31 | 8280 | 7.2.22.31 | Koffiemolen (8280) | 1 | pcs
7.2.22.32 | 8285 | 7.2.22.32 | Snijmachine (8285) | 1 | pcs
7.2.22.33 | 8290 | 7.2.22.33 | Groentesnijder (290) | 1 | pcs
7.2.22.34 | 8295 | 7.2.22.34 | Frietsnijder (8295) | 1 | pcs
7.2.22.35 | 8300 | 7.2.22.35 | Broodsnijder (8300) | 1 | pcs
7.2.22.36 | 8305 | 7.2.22.36 | Mixer (8305) | 1 | pcs
7.2.22.37 | 8310 | 7.2.22.37 | Snijrobot (8310) | 1 | pcs
7.2.22.38 | 8315 | 7.2.22.38 | Hakmolen - elektrisch (8315) | 1 | pcs
7.2.22.39 | 8320 | 7.2.22.39 | Slazwierder (8320) | 1 | pcs
7.2.22.40 | 8325 | 7.2.22.40 | Aardappelschilmachine (8325) | 1 | pcs
7.2.22.41 | 8330 | 7.2.22.41 | Klopper - mixer (8330) | 1 | pcs
7.2.22.42 | 8335 | 7.2.22.42 | Deegkneder (8335) | 1 | pcs
7.2.22.43 | 8340 | 7.2.22.43 | Klopper (8340) | 1 | pcs
7.2.22.44 | 8345 | 7.2.22.44 | Menger (8345) | 1 | pcs
7.2.22.45 | 8350 | 7.2.22.45 | Deegroller (8350) | 1 | pcs
7.2.22.46 | 8355 | 7.2.22.46 | Weegschaal (8355) | 1 | pcs
7.2.22.47 | 8360 | 7.2.22.47 | Blikopener (8360) | 1 | pcs
7.2.22.48 | 8365 | 7.2.22.48 | Vacuümverpakker (8365) | 1 | pcs
6.7.14.11 | 8500 | 6.7.14.11 | Geheel automatische regelaars (8500) | 1 | pcs
6.7.14.12 | 8505 | 6.7.14.12 | Automatische regelaar - DDC (8505) | 1 | pcs
6.7.14.13 | 8510 | 6.7.14.13 | Zoneregelaar (8510) | 1 | pcs
6.7.14.14 | 8515 | 6.7.14.14 | Frequentieregelaar algemeen (8515) | 1 | pcs
6.7.14.15 | 8520 | 6.7.14.15 | Gebouwenbeheersysteem (GBS) (8520) | 1 | pcs
6.7.14.16 | 8525 | 6.7.14.16 | Computer voor centraal beheer (8525) | 1 | pcs
6.7.14.17 | 8530 | 6.7.14.17 | Bedieningspaneel - regeling (8530) | 1 | pcs
6.7.14.18 | 8535 | 6.7.14.18 | Automatische regelaar - DDC GBS (8535) | 1 | pcs
6.7.14.19 | 8540 | 6.7.14.19 | Zoneregelaar GBS (8540) | 1 | pcs
6.7.14.20 | 8545 | 6.7.14.20 | Frequentieregelaar (8545) | 1 | pcs
0.0.00.99 | 0.0.00.99 | 0.0.00.99 | To be filled in later (0) | 1 | pcs
2.1.11.00 | 2.1.11.00 | 2.1.11.00 | Exterior Facade General | 500 | m2
2.1.11.01 | 2.1.11.01 | 2.1.11.01 | Exterior Facade (Glass bricks) | 500 | m2
2.1.11.02 | 2.1.11.02 | 2.1.11.02 | Exterior Wall (outer front facade) | 500 | m2
2.1.11.03 | 2.1.11.03 | 2.1.11.03 | Exterior Facade (Concrete) | 500 | m2
2.1.11.04 | 2.1.11.04 | 2.1.11.04 | Exterior Facade (Cellular concrete) | 500 | m2
2.1.11.05 | 2.1.11.05 | 2.1.11.05 | Exterior Facade (Bricks) | 500 | m2
2.1.11.07 | 2.1.11.07 | 2.1.11.07 | Exterior plastic wall | 500 | m2
2.1.12.00 | 2.1.12.00 | 2.1.12.00 | Cavity Walls (insulated) | 500 | m2
2.1.12.01 | 2.1.12.01 | 2.1.12.01 | Cavity Walls (not insulated) | 500 | m2
2.1.15.00 | 2.1.15.00 | 2.1.15.00 | Parapet (massive balustrade) | 5 | m2
2.1.21.01 | 2.1.21.01 | 2.1.21.01 | Wooden external walls-Constructive solid walls-block-Adobe | 500 | m2
2.1.22.00 | 2.1.22.00 | 2.1.22.00 | Vertical insulation-Loose | 500 | m2
2.1.22.01 | 2.1.22.01 | 2.1.22.01 | Rough-textured external walls-Constructive solid walls-block-Adobe, perforated | 500 | m2
2.1.22.02 | 2.1.22.02 | 2.1.22.02 | Rough-textured external walls-Constructive solid walls-block-Brick | 500 | m2
2.1.22.03 | 2.1.22.03 | 2.1.22.03 | External walls-Constructive solid walls-block-concrete | 500 | m2
2.1.22.05 | 2.1.22.05 | 2.1.22.05 | Vertical insulation-Blanket | 500 | m2
2.1.22.06 | 2.1.22.06 | 2.1.22.06 | Vertical insulation-Plate | 500 | m2
2.1.23.01 | 2.1.23.01 | 2.1.23.01 | Rough-textured external walls-Constructive solid block-concrete walls, perforated | 500 | m2
2.1.23.02 | 2.1.23.02 | 2.1.23.02 | Rough-building External walls-Constructive solid walls-block Aerated concrete | 500 | m2
2.1.24.01 | 2.1.24.01 | 2.1.24.01 | Rough-work external walls-Constructive-solid walls-Log-Glulam | 500 | m2
2.1.24.02 | 2.1.24.02 | 2.1.24.02 | Rough-textured external walls-Constructive-solid walls-Log-Softwood | 500 | m2
2.1.25.01 | 2.1.25.01 | 2.1.25.01 | Rough-building external walls-Constructive solid walls-Wall concrete, precast | 500 | m2
2.1.25.02 | 2.1.25.02 | 2.1.25.02 | Rough-work external walls-Constructive solid walls-Wall Glulam | 500 | m2
2.1.25.03 | 2.1.25.03 | 2.1.25.03 | Rough-building-Exterior walls-Constructive-solid-wall-wall-wood, paneled | 500 | m2
2.1.25.04 | 2.1.25.04 | 2.1.25.04 | Rough-textured external walls-Constructive solid walls-Wall Lvl | 500 | m2
2.2.11.00 | 2.2.11.00 | 2.2.11.00 | Interior Walls General (non bearing wall) | 500 | m2
2.2.11.01 | 2.2.11.01 | 2.2.11.01 | Interior Walls Concrete (non bearing wall) | 500 | m2
2.2.11.02 | 2.2.11.02 | 2.2.11.02 | Interior Walls Maconery (non bearing wall) | 500 | m2
2.2.11.03 | 2.2.11.03 | 2.2.11.03 | Interior Walls Plaster blocks (non bearing wall) | 500 | m2
2.2.11.10 | 2.2.11.10 | 2.2.11.10 | Interior Walls Paintable (non bearing wall) | 500 | m2
2.2.11.50 | 2.2.11.50 | 2.2.11.50 | Covering interior walls (General) | 500 | m2
2.2.11.51 | 2.2.11.51 | 2.2.11.51 | Covering interior walls (Plaster) | 500 | m2
2.2.13.00 | 2.2.13.00 | 2.2.13.00 | Chimney (Internal Part) | 1 | m1
2.2.14.00 | 2.2.14.00 | 2.2.14.00 | Moveable Walls | 100 | m2
2.2.21.01 | 2.2.21.01 | 2.2.21.01 | Rough-textured external walls-Constructive solid walls-block-Limestone | 500 | m2
2.2.21.02 | 2.2.21.02 | 2.2.21.02 | Rough-textured external walls-Constructive-solid walls-block-Steel bricks | 500 | m2
2.2.21.03 | 2.2.21.03 | 2.2.21.03 | Rough-textured external walls-Constructive solid walls-block-Steel | 500 | m2
2.2.23.02 | 2.2.23.02 | 2.2.23.02 | Rough-building-External walls-Constructive-solid-walls-block-Softwood | 500 | m2
2.3.11.00 | 2.3.11.00 | 2.3.11.00 | Concrete Floor (non insulated) | 500 | m2
2.3.11.01 | 2.3.11.01 | 2.3.11.01 | Concrete Floor (insulated) | 500 | m2
2.3.11.05 | 2.3.11.05 | 2.3.11.05 | Cast Floor (non insulated) | 500 | m2
2.3.11.06 | 2.3.11.06 | 2.3.11.06 | Cast Floor (insulated) | 500 | m2
2.3.11.10 | 2.3.11.10 | 2.3.11.10 | Floor Tile (non insulated) | 500 | m2
2.3.11.11 | 2.3.11.11 | 2.3.11.11 | Floor Tile (insulated) | 500 | m2
2.3.11.20 | 2.3.11.20 | 2.3.11.20 | Laminate (non insulated) | 500 | m2
2.3.11.21 | 2.3.11.21 | 2.3.11.21 | Laminate (insulated) | 500 | m2
2.3.11.22 | 2.3.11.22 | 2.3.11.22 | Parquet (non insulated) | 500 | m2
2.3.11.23 | 2.3.11.23 | 2.3.11.23 | Parquet (insulated) | 500 | m2
2.3.11.24 | 2.3.11.24 | 2.3.11.24 | Cork flooring (non insulated) | 500 | m2
2.3.11.25 | 2.3.11.25 | 2.3.11.25 | Cork flooring (insulated) | 500 | m2
2.3.11.30 | 2.3.11.30 | 2.3.11.30 | Vinyl/PVC (non insulated) | 500 | m2
2.3.11.31 | 2.3.11.31 | 2.3.11.31 | Vinyl/PVC (insulated) | 500 | m2
2.3.11.35 | 2.3.11.35 | 2.3.11.35 | Carpet floor (non insulated) | 500 | m2
2.3.11.36 | 2.3.11.36 | 2.3.11.36 | Carpet floor (insulated) | 500 | m2
2.3.12.00 | 2.3.12.00 | 2.3.12.00 | Balcony General | 5 | m2
2.3.12.01 | 2.3.12.01 | 2.3.12.01 | Balcony Steel | 5 | m2
2.3.13.00 | 2.3.13.00 | 2.3.13.00 | Galery | 5 | m2
2.3.14.00 | 2.3.14.00 | 2.3.14.00 | Platform General | 5 | m2
2.3.14.01 | 2.3.14.01 | 2.3.14.01 | Platform Steel | 5 | m2
2.4.11.00 | 2.4.11.00 | 2.4.11.00 | Straight Stairs General | 5 | # of Steps
2.4.11.01 | 2.4.11.01 | 2.4.11.01 | Straight Stairs Concrete | 5 | # of Steps
2.4.11.02 | 2.4.11.02 | 2.4.11.02 | Straight Stairs Steel | 5 | # of Steps
2.4.11.03 | 2.4.11.03 | 2.4.11.03 | Straight Stairs Wood | 5 | # of Steps
2.4.11.04 | 2.4.11.04 | 2.4.11.04 | Straight Stairs Zinc | 5 | # of Steps
2.4.11.10 | 2.4.11.10 | 2.4.11.10 | Straight Stairs | 5 | # of Steps
2.4.12.00 | 2.4.12.00 | 2.4.12.00 | Non-Straight Stairs | 5 | # of Steps
2.4.13.00 | 2.4.13.00 | 2.4.13.00 | Spiral Stairs | 5 | # of Steps
2.4.20.00 | 2.4.20.00 | 2.4.20.00 | Ramps | 5 | m2
2.4.31.00 | 2.4.31.00 | 2.4.31.00 | Ladders | 5 | # of Steps
2.4.31.50 | 2.4.31.50 | 2.4.31.50 | Cage ladders | 2 | m1
2.4.32.00 | 2.4.32.00 | 2.4.32.00 | Set of Climbing Irons | 5 | # of units
2.4.35.00 | 2.4.35.00 | 2.4.35.00 | Platform (stairs) | 2 | m2
2.7.11.00 | 2.7.11.00 | 2.7.11.00 | Covering Flat Roof (General insulated) | 500 | m2
2.7.11.01 | 2.7.11.01 | 2.7.11.01 | Covering Flat Roof (Tiles insulated) | 500 | m2
2.7.11.02 | 2.7.11.02 | 2.7.11.02 | Covering Flat Roof (Bitumen without ballast insulated) | 500 | m2
2.7.11.03 | 2.7.11.03 | 2.7.11.03 | Covering Flat Roof (EPDM insulated) | 500 | m2
2.7.11.04 | 2.7.11.04 | 2.7.11.04 | Covering Flat Roof (Aluminium insulated) | 500 | m2
2.7.11.05 | 2.7.11.05 | 2.7.11.05 | Covering Flat Roof (concrete tiles insulated) | 500 | m2
2.7.11.06 | 2.7.11.06 | 2.7.11.06 | Covering Flat Roof (Copper insulated) | 500 | m2
2.7.11.07 | 2.7.11.07 | 2.7.11.07 | Covering Flat Roof (Steel insulated) | 500 | m2
2.7.11.08 | 2.7.11.08 | 2.7.11.08 | Covering Flat Roof (Zinc insulated) | 500 | m2
2.7.11.09 | 2.7.11.09 | 2.7.11.09 | Covering Flat Roof (Slates insulated) | 500 | m2
2.7.11.10 | 2.7.11.10 | 2.7.11.10 | Covering Flat Green Roof Extensive | 500 | m2
2.7.11.11 | 2.7.11.11 | 2.7.11.11 | Covering Flat Green Roof Intensive | 500 | m2
2.7.11.12 | 2.7.11.12 | 2.7.11.12 | Covering Flat Roof (PVC insulated) | 500 | m2
2.7.11.13 | 2.7.11.13 | 2.7.11.13 | Covering Flat Roof (TPO insulated) | 500 | m2
2.7.11.14 | 2.7.11.14 | 2.7.11.14 | Covering Flat Roof (Plastic insulated) | 500 | m2
2.7.11.15 | 2.7.11.15 | 2.7.11.15 | Covering Flat Roof (General non insulated) | 500 | m2
2.7.11.22 | 2.7.11.22 | 2.7.11.22 | Covering Flat Roof (Bitumen without ballast non-insulated) | 500 | m2
2.7.11.23 | 2.7.11.23 | 2.7.11.23 | Covering Flat Roof (EPDM non-insulated) | 500 | m2
2.7.11.24 | 2.7.11.24 | 2.7.11.24 | Covering Flat Roof (Aluminium non-insulated) | 500 | m2
2.7.11.25 | 2.7.11.25 | 2.7.11.25 | Covering Flat Roof (concrete tiles non-insulated) | 500 | m2
2.7.11.26 | 2.7.11.26 | 2.7.11.26 | Covering Flat Roof (Bitumen with ballast non-insulated) | 500 | m2
2.7.11.30 | 2.7.11.30 | 2.7.11.30 | Covering Flat Roof (General non-insulated) | 500 | m2
2.7.11.31 | 2.7.11.31 | 2.7.11.31 | Covering Flat Roof (Tiles non-insulated) | 500 | m2
2.7.11.32 | 2.7.11.32 | 2.7.11.32 | Covering Flat Roof (PVC non-insulated) | 500 | m2
2.7.11.33 | 2.7.11.33 | 2.7.11.33 | Covering Flat Roof (TPO non-insulated) | 500 | m2
2.7.11.34 | 2.7.11.34 | 2.7.11.34 | Covering Flat Roof (Plastic non-insulated) | 500 | m2
2.7.11.35 | 2.7.11.35 | 2.7.11.35 | Covering Flat Roof (General non non-insulated) | 500 | m2
2.7.11.36 | 2.7.11.36 | 2.7.11.36 | Covering Flat Roof (Copper non-insulated) | 500 | m2
2.7.11.37 | 2.7.11.37 | 2.7.11.37 | Covering Flat Roof (Steel non-insulated) | 500 | m2
2.7.11.38 | 2.7.11.38 | 2.7.11.38 | Covering Flat Roof (Zinc non-insulated) | 500 | m2
2.7.11.39 | 2.7.11.39 | 2.7.11.39 | Covering Flat Roof (Slates non-insulated) | 500 | m2
2.7.11.50 | 2.7.11.50 | 2.7.11.50 | Construction Flat Roof Aluminium | 500 | m2
2.7.11.51 | 2.7.11.51 | 2.7.11.51 | Construction Flat Roof Concrete | 500 | m2
2.7.11.52 | 2.7.11.52 | 2.7.11.52 | Construction Flat Roof Wood | 500 | m2
2.7.11.53 | 2.7.11.53 | 2.7.11.53 | Construction Flat Roof Plastic | 500 | m2
2.7.11.54 | 2.7.11.54 | 2.7.11.54 | Construction Flat Roof Metal | 500 | m2
2.7.11.55 | 2.7.11.55 | 2.7.11.55 | Construction Flat Roof Steeldeck | 500 | m2
2.7.11.80 | 2.7.11.80 | 2.7.11.80 | Steel cappings roof | 500 | m2
2.7.11.85 | 2.7.11.85 | 2.7.11.85 | Roof trim Aluminium | 100 | m1
2.7.11.88 | 2.7.11.88 | 2.7.11.88 | Fascia board Wood | 500 | m2
2.7.11.89 | 2.7.11.89 | 2.7.11.89 | Fascia board HPL panel | 500 | m2
2.7.12.00 | 2.7.12.00 | 2.7.12.00 | Covering Sloping Roof (General insulated) | 500 | m2
2.7.12.01 | 2.7.12.01 | 2.7.12.01 | Covering Sloping Roof (Tiles insulated) | 500 | m2
2.7.12.02 | 2.7.12.02 | 2.7.12.02 | Covering Sloping Roof (Bitumen without ballast insulated) | 500 | m2
2.7.12.03 | 2.7.12.03 | 2.7.12.03 | Covering Sloping Roof (EPDM insulated) | 500 | m2
2.7.12.04 | 2.7.12.04 | 2.7.12.04 | Covering Sloping Roof (Aluminium insulated) | 500 | m2
2.7.12.05 | 2.7.12.05 | 2.7.12.05 | Covering Sloping Roof (concrete tiles insulated) | 500 | m2
2.7.12.06 | 2.7.12.06 | 2.7.12.06 | Covering Sloping Roof (Copper insulated) | 500 | m2
2.7.12.07 | 2.7.12.07 | 2.7.12.07 | Covering Sloping Roof (Steel insulated) | 500 | m2
2.7.12.08 | 2.7.12.08 | 2.7.12.08 | Covering Sloping Roof (Zinc insulated) | 500 | m2
2.7.12.09 | 2.7.12.09 | 2.7.12.09 | Covering Sloping Roof (Bitumen ballast insulated) | 500 | m2
2.7.12.10 | 2.7.12.10 | 2.7.12.10 | Covering Sloping Green Roof Extensive | 500 | m2
2.7.12.11 | 2.7.12.11 | 2.7.12.11 | Covering Sloping Green Roof Intensive | 500 | m2
2.7.12.12 | 2.7.12.12 | 2.7.12.12 | Covering Sloping Roof (Slates insulated) | 500 | m2
2.7.12.13 | 2.7.12.13 | 2.7.12.13 | Covering Sloping Roof Sandwich (Panels insulated) | 500 | m2
2.7.12.15 | 2.7.12.15 | 2.7.12.15 | Covering Sloping Roof (General non insulated) | 500 | m2
2.7.12.50 | 2.7.12.50 | 2.7.12.50 | Construction Sloping Roof General | 500 | m2
2.7.12.51 | 2.7.12.51 | 2.7.12.51 | Construction Sloping Roof Concrete | 500 | m2
2.7.12.52 | 2.7.12.52 | 2.7.12.52 | Construction Sloping Roof Wood | 500 | m2
2.7.12.53 | 2.7.12.53 | 2.7.12.53 | Construction Sloping Roof Plastic | 500 | m2
2.7.12.54 | 2.7.12.54 | 2.7.12.54 | Construction Sloping Roof Metal | 500 | m2
2.7.12.55 | 2.7.12.55 | 2.7.12.55 | Construction Sloping Roof Aluminium | 500 | m2
2.7.13.00 | 2.7.13.00 | 2.7.13.00 | Covering Awning | 500 | m2
2.7.13.05 | 2.7.13.05 | 2.7.13.05 | Construction Awning | 100 | m2
2.7.14.00 | 2.7.14.00 | 2.7.14.00 | Covering Canopy | 500 | m2
2.7.14.05 | 2.7.14.05 | 2.7.14.05 | Construction Canopy | 100 | m2
2.7.14.10 | 2.7.14.10 | 2.7.14.10 | Support Beam General | 1 | m1
2.7.14.11 | 2.7.14.11 | 2.7.14.11 | Support Beam Steel | 1 | m1
2.7.14.12 | 2.7.14.12 | 2.7.14.12 | Support Beam concrete | 1 | m1
2.7.14.15 | 2.7.14.15 | 2.7.14.15 | Roof Overhang | 5 | m2
2.7.16.00 | 2.7.16.00 | 2.7.16.00 | Gutter General | 5 | m1
2.7.16.01 | 2.7.16.01 | 2.7.16.01 | Gutter PVC | 5 | m1
2.7.16.02 | 2.7.16.02 | 2.7.16.02 | Gutter Zinc | 5 | m1
2.7.16.03 | 2.7.16.03 | 2.7.16.03 | Gutter Concrete | 5 | m1
2.7.16.04 | 2.7.16.04 | 2.7.16.04 | Gutter Steel | 5 | m1
2.7.16.05 | 2.7.16.05 | 2.7.16.05 | Gutter Plastics | 5 | m1
2.7.16.06 | 2.7.16.06 | 2.7.16.06 | Gutter Wood | 5 | m1
2.7.16.07 | 2.7.16.07 | 2.7.16.07 | Gutter Polyester | 5 | m1
2.8.11.00 | 2.8.11.00 | 2.8.11.00 | Columns General | 1 | m1
2.8.11.01 | 2.8.11.01 | 2.8.11.01 | Columns Steel | 1 | m1
2.8.11.02 | 2.8.11.02 | 2.8.11.02 | Columns Concrete | 1 | m1
2.8.11.05 | 2.8.11.05 | 2.8.11.05 | Plinth (Wood) | 1 | m1
2.8.11.06 | 2.8.11.06 | 2.8.11.06 | Plinth (Hard Stone) | 1 | m1
2.8.11.10 | 2.8.11.10 | 2.8.11.10 | Beams General | 1 | m1
2.8.11.11 | 2.8.11.11 | 2.8.11.11 | Beams Steel | 1 | m1
2.8.11.12 | 2.8.11.12 | 2.8.11.12 | Beams Concrete | 1 | m1
2.8.11.15 | 2.8.11.15 | 2.8.11.15 | Beam bracket | 1 | m1
2.8.12.00 | 2.8.12.00 | 2.8.12.00 | Bulkhead/Support Beam | 1 | m1
2.8.12.05 | 2.8.12.05 | 2.8.12.05 | Wind bracing | 1 | m1
2.8.21.00 | 2.8.21.00 | 2.8.21.00 | Bearing Floor General (non insulated) | 100 | m2
2.8.21.02 | 2.8.21.02 | 2.8.21.02 | Bearing Floor General (insulated) | 100 | m2
2.8.21.10 | 2.8.21.10 | 2.8.21.10 | Exterior Wall General (single bearing wall) | 100 | m2
2.8.21.11 | 2.8.21.11 | 2.8.21.11 | Exterior Wall Concrete (single bearing wall) | 100 | m2
2.8.21.12 | 2.8.21.12 | 2.8.21.12 | Exterior Wall Macenory (single bearing wall) | 100 | m2
2.8.22.00 | 2.8.22.00 | 2.8.22.00 | Interior Walls General (bearing wall) | 100 | m2
3.1.20.00 | 3.1.20.00 | 3.1.20.00 | Window Sill General | 1 | m1
3.1.20.01 | 3.1.20.01 | 3.1.20.01 | Window Sill Plastic | 1 | m1
3.1.20.02 | 3.1.20.02 | 3.1.20.02 | Window Sill Metal | 1 | m1
3.1.20.03 | 3.1.20.03 | 3.1.20.03 | Window Sill Bricks | 1 | m1
3.1.20.04 | 3.1.20.04 | 3.1.20.04 | Window Sill Natural Stone | 1 | m1
3.1.20.05 | 3.1.20.05 | 3.1.20.05 | Window Sill Wood | 1 | m1
3.1.21.00 | 3.1.21.00 | 3.1.21.00 | Closed Windows (Outer double glazing) Aluminium | 4 | m2
3.1.21.01 | 3.1.21.01 | 3.1.21.01 | Closed Windows (Outer double glazing) PVC | 4 | m2
3.1.21.02 | 3.1.21.02 | 3.1.21.02 | Closed Windows (Outer double glazing) Steel | 4 | m2
3.1.21.03 | 3.1.21.03 | 3.1.21.03 | Closed Windows (Outer double glazing) Wood | 4 | m2
3.1.21.04 | 3.1.21.04 | 3.1.21.04 | Closed Windows (Outer double glazing) Concrete | 4 | m2
3.1.21.05 | 3.1.21.05 | 3.1.21.05 | Closed Windows (Outer single glazing) | 4 | m2
3.1.21.10 | 3.1.21.10 | 3.1.21.10 | Finish-Exterior wall openings-Filled with glass-Window turning on one side (single)-Wood | 2 | m2
3.1.21.11 | 3.1.21.11 | 3.1.21.11 | Finish-Exterior wall openings-Filled with glass-Window turning on one side (single)-Aluminium | 2 | m2
3.1.21.12 | 3.1.21.12 | 3.1.21.12 | Finish-Exterior wall openings-Filled with glass-Window turning on one side (double)-PVC | 2 | m2
3.1.21.13 | 3.1.21.13 | 3.1.21.13 | Finish-Exterior wall openings-Filled with glass-Window turning on one side (double)-Steel | 2 | m2
3.1.21.14 | 3.1.21.14 | 3.1.21.14 | Finish-Exterior wall openings-Filled with glass-Window pivoting on one side (double)-Wood | 2 | m2
3.1.22.00 | 3.1.22.00 | 3.1.22.00 | Window opening on 1 side (Outer double glazing) General | 2 | m2
3.1.22.01 | 3.1.22.01 | 3.1.22.01 | Window opening on 1 side (Outer double glazing) PVC | 2 | m2
3.1.22.02 | 3.1.22.02 | 3.1.22.02 | Window opening on 1 side (Outer double glazing) Steel | 2 | m2
3.1.22.03 | 3.1.22.03 | 3.1.22.03 | Window opening on 1 side (Outer double glazing) Wood | 2 | m2
3.1.22.04 | 3.1.22.04 | 3.1.22.04 | Window opening on 1 side (Outer double glazing) Aluminium | 2 | m2
3.1.22.05 | 3.1.22.05 | 3.1.22.05 | Window opening on 1 side (Outer single glazing) | 2 | m2
3.1.23.00 | 3.1.23.00 | 3.1.23.00 | Sliding Windows (Outer double glazing) General | 2 | m2
3.1.23.01 | 3.1.23.01 | 3.1.23.01 | Sliding Windows (Outer double glazing) PVC | 4 | m2
3.1.23.02 | 3.1.23.02 | 3.1.23.02 | Sliding Windows (Outer double glazing) Steel | 4 | m2
3.1.23.03 | 3.1.23.03 | 3.1.23.03 | Sliding Windows (Outer double glazing) Wood | 4 | m2
3.1.23.04 | 3.1.23.04 | 3.1.23.04 | Sliding Windows (Outer double glazing) Aluminium | 4 | m2
3.1.23.05 | 3.1.23.05 | 3.1.23.05 | Sliding Windows (Outer single glazing) | 2 | m2
3.1.24.00 | 3.1.24.00 | 3.1.24.00 | Window rotating on a vertical or horizontal axis (Outer double glazing) General | 4 | m2
3.1.24.01 | 3.1.24.01 | 3.1.24.01 | Window rotating on a vertical or horizontal axis (Outer double glazing) PVC | 4 | m2
3.1.24.02 | 3.1.24.02 | 3.1.24.02 | Window rotating on a vertical or horizontal axis (Outer double glazing) Steel | 4 | m2
3.1.24.03 | 3.1.24.03 | 3.1.24.03 | Window rotating on a vertical or horizontal axis (Outer double glazing) Wood | 4 | m2
3.1.24.04 | 3.1.24.04 | 3.1.24.04 | Window rotating on a vertical or horizontal axis (Outer double glazing) Aluminium | 4 | m2
3.1.24.05 | 3.1.24.05 | 3.1.24.05 | Window rotating on a vertical or horizontal axis (Outer single glazing) | 2 | m2
3.1.25.00 | 3.1.25.00 | 3.1.25.00 | Combination Window (Outer double glazing) General | 4 | m2
3.1.25.01 | 3.1.25.01 | 3.1.25.01 | Combination Window (Outer double glazing) PVC | 4 | m2
3.1.25.02 | 3.1.25.02 | 3.1.25.02 | Combination Window (Outer double glazing) Steel | 4 | m2
3.1.25.03 | 3.1.25.03 | 3.1.25.03 | Combination Window (Outer double glazing) Wood | 4 | m2
3.1.25.04 | 3.1.25.04 | 3.1.25.04 | Combination Window (Outer double glazing) Aluminium | 4 | m2
3.1.25.05 | 3.1.25.05 | 3.1.25.05 | Combination Window (Outer single glazing) | 2 | m2
3.1.26.00 | 3.1.26.00 | 3.1.26.00 | Double Window opening on 1 side (Outer double glazing) General | 4 | m2
3.1.26.01 | 3.1.26.01 | 3.1.26.01 | Double Window opening on 1 side (Outer double glazing) PVC | 4 | m2
3.1.26.02 | 3.1.26.02 | 3.1.26.02 | Double Window opening on 1 side (Outer double glazing) Steel | 4 | m2
3.1.26.03 | 3.1.26.03 | 3.1.26.03 | Double Window opening on 1 side (Outer double glazing) Wood | 4 | m2
3.1.26.04 | 3.1.26.04 | 3.1.26.04 | Double Window opening on 1 side (Outer double glazing) Aluminium | 4 | m2
3.1.26.05 | 3.1.26.05 | 3.1.26.05 | Double Window opening on 1 side (Outer single glazing) | 4 | m2
3.1.27.00 | 3.1.27.00 | 3.1.27.00 | Double window rotating on a vertical or horizontal axis (Outer double glazing) General | 4 | m2
3.1.27.01 | 3.1.27.01 | 3.1.27.01 | Double window rotating on a vertical or horizontal axis (Outer double glazing) PVC | 4 | m2
3.1.27.02 | 3.1.27.02 | 3.1.27.02 | Double window rotating on a vertical or horizontal axis (Outer double glazing) Steel | 4 | m2
3.1.27.03 | 3.1.27.03 | 3.1.27.03 | Double window rotating on a vertical or horizontal axis (Outer double glazing) Wood | 4 | m2
3.1.27.04 | 3.1.27.04 | 3.1.27.04 | Double window rotating on a vertical or horizontal axis (Outer double glazing) Aluminium | 4 | m2
3.1.27.05 | 3.1.27.05 | 3.1.27.05 | Double window rotating on a vertical or horizontal axis (Outersingle glazing) | 4 | m2
3.1.28.00 | 3.1.28.00 | 3.1.28.00 | Double Combination Windows (Outer double glazing) General | 4 | m2
3.1.28.01 | 3.1.28.01 | 3.1.28.01 | Double Combination Windows (Outer double glazing) PVC | 4 | m2
3.1.28.02 | 3.1.28.02 | 3.1.28.02 | Double Combination Windows (Outer double glazing) Steel | 4 | m2
3.1.28.03 | 3.1.28.03 | 3.1.28.03 | Double Combination Windows (Outer double glazing) Wood | 4 | m2
3.1.28.04 | 3.1.28.04 | 3.1.28.04 | Double Combination Windows (Outer double glazing) Aluminium | 4 | m2
3.1.28.05 | 3.1.28.05 | 3.1.28.05 | Double Combination Windows (Outer single glazing) | 4 | m2
3.1.30.00 | 3.1.30.00 | 3.1.30.00 | Door Sill General | 1 | m1
3.1.30.01 | 3.1.30.01 | 3.1.30.01 | Door Sill Hard stone | 1 | m1
3.1.30.02 | 3.1.30.02 | 3.1.30.02 | Door Sill Natural Stone | 1 | m1
3.1.30.03 | 3.1.30.03 | 3.1.30.03 | Door Sill Terrazzo | 1 | m1
3.1.30.04 | 3.1.30.04 | 3.1.30.04 | Door Sill Concrete | 1 | m1
3.1.30.05 | 3.1.30.05 | 3.1.30.05 | Electrical Lock | 1 | pcs
3.1.31.00 | 3.1.31.00 | 3.1.31.00 | Manual Swing Door Single (General) | 2 | m2
3.1.31.01 | 3.1.31.01 | 3.1.31.01 | Manual Swing Door Single (PVC) | 2 | m2
3.1.31.02 | 3.1.31.02 | 3.1.31.02 | Manual Swing Door Single (Wood) | 2 | m2
3.1.31.03 | 3.1.31.03 | 3.1.31.03 | Manual Swing Door Single (Steel) | 2 | m2
3.1.31.04 | 3.1.31.04 | 3.1.31.04 | Manual Swing Door Single (Glass) | 2 | m2
3.1.31.05 | 3.1.31.05 | 3.1.31.05 | Manual Swing Door Single (Aluminium) | 2 | m2
3.1.31.10 | 3.1.31.10 | 3.1.31.10 | Automatic Swing Door Single (Aluminium) | 2 | m2
3.1.31.11 | 3.1.31.11 | 3.1.31.11 | Automatic Swing Door Single (PVC) | 2 | m2
3.1.31.12 | 3.1.31.12 | 3.1.31.12 | Automatic Swing Door Single (Wood) | 2 | m2
3.1.31.13 | 3.1.31.13 | 3.1.31.13 | Automatic Swing Door Single (Steel) | 2 | m2
3.1.31.14 | 3.1.31.14 | 3.1.31.14 | Automatic Swing Door Single (Glass) | 2 | m2
3.1.31.20 | 3.1.31.20 | 3.1.31.20 | Manual Swing Door Single (Wood, Low maintenance) | 2 | m2
3.1.32.00 | 3.1.32.00 | 3.1.32.00 | Manual Sliding Door (Outer) General | 2 | m2
3.1.32.01 | 3.1.32.01 | 3.1.32.01 | Manual Sliding Door (Outer) PVC | 2 | m2
3.1.32.02 | 3.1.32.02 | 3.1.32.02 | Manual Sliding Door (Outer) Wood | 2 | m2
3.1.32.03 | 3.1.32.03 | 3.1.32.03 | Manual Sliding Door (Outer) Steel | 2 | m2
3.1.32.04 | 3.1.32.04 | 3.1.32.04 | Manual Sliding Door (Outer) Glass | 2 | m2
3.1.32.05 | 3.1.32.05 | 3.1.32.05 | Manual Sliding Door (Outer) Aluminium | 2 | m2
3.1.32.11 | 3.1.32.11 | 3.1.32.11 | Automatic Sliding Door (Outer) PVC | 2 | m2
3.1.32.12 | 3.1.32.12 | 3.1.32.12 | Automatic Sliding Door (Outer) Wood | 2 | m2
3.1.32.13 | 3.1.32.13 | 3.1.32.13 | Automatic Sliding Door (Outer) Steel | 2 | m2
3.1.32.14 | 3.1.32.14 | 3.1.32.14 | Automatic Sliding Door (Outer) Glass | 2 | m2
3.1.33.00 | 3.1.33.00 | 3.1.33.00 | Manual Tilt Door Single (General) | 2 | m2
3.1.33.01 | 3.1.33.01 | 3.1.33.01 | Manual Tilt Door Single (PVC) | 2 | m2
3.1.33.02 | 3.1.33.02 | 3.1.33.02 | Manual Tilt Door Single (Wood) | 2 | m2
3.1.33.03 | 3.1.33.03 | 3.1.33.03 | Manual Tilt Door Single (Steel) | 2 | m2
3.1.33.04 | 3.1.33.04 | 3.1.33.04 | Manual Tilt Door Single (Glass) | 2 | m2
3.1.33.05 | 3.1.33.05 | 3.1.33.05 | Manual Tilt Door Single (Aluminium) | 2 | m2
3.1.33.10 | 3.1.33.10 | 3.1.33.10 | Manual Sectional Door (Outer) General | 5 | m2
3.1.33.11 | 3.1.33.11 | 3.1.33.11 | Manual Sectional Door (Outer) PVC | 5 | m2
3.1.33.12 | 3.1.33.12 | 3.1.33.12 | Manual Sectional Door (Outer) Wood | 5 | m2
3.1.33.13 | 3.1.33.13 | 3.1.33.13 | Manual Sectional Door (Outer) Steel | 5 | m2
3.1.33.14 | 3.1.33.14 | 3.1.33.14 | Manual Sectional Door (Outer) Glass | 5 | m2
3.1.33.15 | 3.1.33.15 | 3.1.33.15 | Manual Sectional Door (Outer) Aluminium | 5 | m2
3.1.33.21 | 3.1.33.21 | 3.1.33.21 | Automatic Tilt Door Single (PVC) | 2 | m2
3.1.33.22 | 3.1.33.22 | 3.1.33.22 | Automatic Tilt Door Single (Wood) | 2 | m2
3.1.33.23 | 3.1.33.23 | 3.1.33.23 | Automatic Tilt Door Single (Steel) | 2 | m2
3.1.33.24 | 3.1.33.24 | 3.1.33.24 | Automatic Tilt Door Single (Glass) | 2 | m2
3.1.34.00 | 3.1.34.00 | 3.1.34.00 | Manual Revolving Door Single (General) | 2 | m2
3.1.34.01 | 3.1.34.01 | 3.1.34.01 | Manual Revolving Door Single (PVC) | 2 | m2
3.1.34.02 | 3.1.34.02 | 3.1.34.02 | Manual Revolving Door Single (Wood) | 2 | m2
3.1.34.03 | 3.1.34.03 | 3.1.34.03 | Manual Revolving Door Single (Steel) | 2 | m2
3.1.34.04 | 3.1.34.04 | 3.1.34.04 | Manual Revolving Door Single (Glass) | 2 | m2
3.1.34.05 | 3.1.34.05 | 3.1.34.05 | Manual Revolving Door Single (Aluminium) | 2 | m2
3.1.34.10 | 3.1.34.10 | 3.1.34.10 | Deur - draaideur (7345) | 2 | m2
3.1.34.11 | 3.1.34.11 | 3.1.34.11 | Automatic Revolving Door Single (PVC) | 2 | m2
3.1.34.12 | 3.1.34.12 | 3.1.34.12 | Automatic Revolving Door Single (Wood) | 2 | m2
3.1.34.13 | 3.1.34.13 | 3.1.34.13 | Automatic Revolving Door Single (Steel) | 2 | m2
3.1.34.14 | 3.1.34.14 | 3.1.34.14 | Automatic Revolving Door Single (Glass) | 2 | m2
3.1.35.00 | 3.1.35.00 | 3.1.35.00 | Manual Swing Door Double (Outer) General | 4 | m2
3.1.35.01 | 3.1.35.01 | 3.1.35.01 | Manual Swing Door Double (Outer) PVC | 4 | m2
3.1.35.02 | 3.1.35.02 | 3.1.35.02 | Manual Swing Door Double (Outer) Wood | 4 | m2
3.1.35.03 | 3.1.35.03 | 3.1.35.03 | Manual Swing Door Double (Outer) Steel | 4 | m2
3.1.35.04 | 3.1.35.04 | 3.1.35.04 | Manual Swing Door Double (Outer) Glass | 4 | m2
3.1.35.05 | 3.1.35.05 | 3.1.35.05 | Manual Swing Door Double (Outer) Aluminium | 4 | m2
3.1.35.10 | 3.1.35.10 | 3.1.35.10 | Automatic Swing Door Double (Outer) Aluminium | 4 | m2
3.1.35.11 | 3.1.35.11 | 3.1.35.11 | Automatic Swing Door Double (Outer) PVC | 4 | m2
3.1.35.12 | 3.1.35.12 | 3.1.35.12 | Automatic Swing Door Double (Outer) Wood | 4 | m2
3.1.35.13 | 3.1.35.13 | 3.1.35.13 | Automatic Swing Door Double (Outer) Steel | 4 | m2
3.1.35.14 | 3.1.35.14 | 3.1.35.14 | Automatic Swing Door Double (Outer) Glass | 4 | m2
3.1.36.00 | 3.1.36.00 | 3.1.36.00 | Manual Sliding Door Double (Outer) General | 4 | m2
3.1.36.01 | 3.1.36.01 | 3.1.36.01 | Manual Sliding Door Double (Outer) PVC | 4 | m2
3.1.36.02 | 3.1.36.02 | 3.1.36.02 | Manual Sliding Door Double (Outer) Wood | 4 | m2
3.1.36.03 | 3.1.36.03 | 3.1.36.03 | Manual Sliding Door Double (Outer) Steel | 4 | m2
3.1.36.04 | 3.1.36.04 | 3.1.36.04 | Manual Sliding Door Double (Outer) Glass | 4 | m2
3.1.36.05 | 3.1.36.05 | 3.1.36.05 | Manual Sliding Door Double (Outer) Aluminium | 4 | m2
3.1.36.06 | 3.1.36.06 | 3.1.36.06 | Finish-Exterior wall openings-Filled with glass-Combination window (double)-Wood | 4 | m2
3.1.36.07 | 3.1.36.07 | 3.1.36.07 | Finish-Exterior wall openings-Filled with glass-Combination window (double)-Steel | 4 | m2
3.1.36.08 | 3.1.36.08 | 3.1.36.08 | Finish-Exterior wall openings-Filled with glass-Combination window (double)-Wood | 4 | m2
3.1.36.09 | 3.1.36.09 | 3.1.36.09 | Finish-Exterior wall openings-Filled with glass-Combination window (double)-Steel | 4 | m2
3.1.36.10 | 3.1.36.10 | 3.1.36.10 | Automatic Sliding Door Double (Outer) Aluminium | 4 | m2
3.1.36.11 | 3.1.36.11 | 3.1.36.11 | Automatic Sliding Door Double (Outer) PVC | 4 | m2
3.1.36.12 | 3.1.36.12 | 3.1.36.12 | Automatic Sliding Door Double (Outer) Wood | 4 | m2
3.1.36.13 | 3.1.36.13 | 3.1.36.13 | Automatic Sliding Door Double (Outer) Steel | 4 | m2
3.1.36.14 | 3.1.36.14 | 3.1.36.14 | Automatic Sliding Door Double (Outer) Glass | 4 | m2
3.1.50.01 | 3.1.50.01 | 3.1.50.01 | Facade Louvre (Aluminium) | 10 | m2
3.1.50.02 | 3.1.50.02 | 3.1.50.02 | Facade Louvre (Steel) | 10 | m2
3.2.21.00 | 3.2.21.00 | 3.2.21.00 | Closed Window (Inner) | 12 | m2
3.2.21.01 | 3.2.21.01 | 3.2.21.01 | Finish-Exterior wall openings-Filled with glass-Combination window (double)-Steel | 4 | m2
3.2.21.02 | 3.2.21.02 | 3.2.21.02 | Finish-Exterior wall openings-Filled with glass-Combination window (double)-Wood | 4 | m2
3.2.21.03 | 3.2.21.03 | 3.2.21.03 | Finish-Exterior wall openings-Filled with glass-Combination window (double)-Steel | 4 | m2
3.2.21.04 | 3.2.21.04 | 3.2.21.04 | Finish-Exterior wall openings-Filled with glass-Combination window (double)-Wood | 4 | m2
3.2.21.05 | 3.2.21.05 | 3.2.21.05 | Finish-Exterior wall openings-Filled with glass-Combination window (double)-Steel | 4 | m2
3.2.21.06 | 3.2.21.06 | 3.2.21.06 | Finish-Exterior wall openings-Filled with glass-Combination window (double)-Wood | 4 | m2
3.2.21.07 | 3.2.21.07 | 3.2.21.07 | Finish-Exterior wall openings-Filled with glass-Combination window (double)-Steel | 4 | m2
3.2.21.08 | 3.2.21.08 | 3.2.21.08 | Finish-Exterior wall openings-Filled with glass-Combination window (double)-Wood | 4 | m2
3.2.22.00 | 3.2.22.00 | 3.2.22.00 | Window opening on 1 side (Inner) | 2 | m2
3.2.22.01 | 3.2.22.01 | 3.2.22.01 | Double Window opening on 1 side (Inner) | 4 | m2
3.2.23.00 | 3.2.23.00 | 3.2.23.00 | Sliding Window (Inner) | 2 | m2
3.2.24.00 | 3.2.24.00 | 3.2.24.00 | Window rotating on a vertical or horizontal axis (Inner) | 2 | m2
3.2.24.01 | 3.2.24.01 | 3.2.24.01 | Double Window rotating on a vertical or horizontal axis (Inner) | 4 | m2
3.2.25.00 | 3.2.25.00 | 3.2.25.00 | Combination Window (Inner) | 2 | m2
3.2.25.01 | 3.2.25.01 | 3.2.25.01 | Double Combination Window (Inner) | 4 | m2
3.2.31.00 | 3.2.31.00 | 3.2.31.00 | Manual Revolving Door Single (Inner) | 2 | m2
3.2.31.01 | 3.2.31.01 | 3.2.31.01 | Automatic Revolving Door Single (Inner) | 2 | m2
3.2.31.02 | 3.2.31.02 | 3.2.31.02 | Manual Revolving Door Double (Inner) | 4 | m2
3.2.31.03 | 3.2.31.03 | 3.2.31.03 | Automatic Revolving Door Double (Inner) | 4 | m2
3.2.31.04 | 3.2.31.04 | 3.2.31.04 | Porte-2 | 2 | m2
3.2.31.05 | 3.2.31.05 | 3.2.31.05 | Porte-3 | 2 | m2
3.2.31.11 | 3.2.31.11 | 3.2.31.11 | Automatic Revolving Door (Outer) PVC | 2 | m2
3.2.31.12 | 3.2.31.12 | 3.2.31.12 | Automatic Revolving Door (Outer) wood | 2 | m2
3.2.31.13 | 3.2.31.13 | 3.2.31.13 | Automatic Revolving Door (Outer) Steel | 2 | m2
3.2.31.14 | 3.2.31.14 | 3.2.31.14 | Automatic Revolving Door (Outer) Glass | 2 | m2
3.2.31.15 | 3.2.31.15 | 3.2.31.15 | Automatic Revolving Door (Outer) Aluminium | 2 | m2
3.2.31.20 | 3.2.31.20 | 3.2.31.20 | Manual Revolving Door Double (Outer) General | 4 | m2
3.2.31.21 | 3.2.31.21 | 3.2.31.21 | Manual Revolving Door Double (Outer) PVC | 4 | m2
3.2.31.22 | 3.2.31.22 | 3.2.31.22 | Manual Revolving Door Double (Outer) wood | 4 | m2
3.2.31.23 | 3.2.31.23 | 3.2.31.23 | Manual Revolving Door Double (Outer) Steel | 4 | m2
3.2.31.24 | 3.2.31.24 | 3.2.31.24 | Manual Revolving Door Double (Outer) Glass | 4 | m2
3.2.31.25 | 3.2.31.25 | 3.2.31.25 | Manual Revolving Door Double (Outer) Aluminium | 4 | m2
3.2.31.30 | 3.2.31.30 | 3.2.31.30 | Automatic Revolving Door Double (Outer) General | 4 | m2
3.2.31.31 | 3.2.31.31 | 3.2.31.31 | Automatic Revolving Door Double (Outer) PVC | 4 | m2
3.2.31.32 | 3.2.31.32 | 3.2.31.32 | Automatic Revolving Door Double (Outer) wood | 4 | m2
3.2.31.33 | 3.2.31.33 | 3.2.31.33 | Automatic Revolving Door Double (Outer) Steel | 4 | m2
3.2.31.34 | 3.2.31.34 | 3.2.31.34 | Automatic Revolving Door Double (Outer) Glass | 4 | m2
3.2.31.35 | 3.2.31.35 | 3.2.31.35 | Automatic Revolving Door Double (Outer) Aluminium | 4 | m2
3.2.32.00 | 3.2.32.00 | 3.2.32.00 | Manual Sliding Door Double (Inner) | 4 | m2
3.2.32.01 | 3.2.32.01 | 3.2.32.01 | Automatic Sliding Door Double (Inner) | 4 | m2
3.2.32.02 | 3.2.32.02 | 3.2.32.02 | Manual Sliding Door Double (Inner) | 4 | m2
3.2.32.03 | 3.2.32.03 | 3.2.32.03 | Automatic Sliding Door Double (Inner) | 4 | m2
3.2.32.05 | 3.2.32.05 | 3.2.32.05 | Automatic Access Door Single with badge (Inner) | 2 | m2
3.2.33.10 | 3.2.33.10 | 3.2.33.10 | Manual Sectional Door Single (Inner) | 5 | m2
3.2.33.11 | 3.2.33.11 | 3.2.33.11 | Automatic Sectional Door Single (Inner) | 5 | m2
3.2.33.12 | 3.2.33.12 | 3.2.33.12 | Automatic Fast Closing Door Single (Inner) | 2 | m2
3.3.33.31 | 3.3.33.31 | 3.3.33.31 | Automatic Sectional Door (Outer) PVC | 5 | m2
3.3.33.32 | 3.3.33.32 | 3.3.33.32 | Automatic Sectional Door (Outer) Wood | 5 | m2
3.3.33.33 | 3.3.33.33 | 3.3.33.33 | Automatic Sectional Door (Outer) Steel | 5 | m2
3.3.33.34 | 3.3.33.34 | 3.3.33.34 | Automatic Sectional Door (Outer) Glass | 5 | m2
3.4.11.00 | 3.4.11.00 | 3.4.11.00 | Inner Balustrades | 2 | m2
3.4.12.00 | 3.4.12.00 | 3.4.12.00 | Outer Balustrades | 2 | m2
3.4.21.00 | 3.4.21.00 | 3.4.21.00 | Inner Railing Stairs | 1 | m1
3.4.21.01 | 3.4.21.01 | 3.4.21.01 | Inner Railing | 1 | m1
3.4.22.00 | 3.4.22.00 | 3.4.22.00 | Outer Railing Stairs | 1 | m2
3.4.22.01 | 3.4.22.01 | 3.4.22.01 | Outer Railing | 1 | m1
3.7.21.00 | 3.7.21.00 | 3.7.21.00 | Closed Roof Windows General (double glazing) | 1 | m2
3.7.21.01 | 3.7.21.01 | 3.7.21.01 | Skylight-2 | 1 | m2
3.7.21.02 | 3.7.21.02 | 3.7.21.02 | Light Dome-2 | 4 | m2
3.7.21.03 | 3.7.21.03 | 3.7.21.03 | Closed Roof Windows PVC (double glazing) | 4 | m2
3.7.21.04 | 3.7.21.04 | 3.7.21.04 | Closed Roof Windows Steel (double glazing) | 4 | m2
3.7.21.05 | 3.7.21.05 | 3.7.21.05 | Closed Roof Windows Wood (double glazing) | 4 | m2
3.7.21.06 | 3.7.21.06 | 3.7.21.06 | Closed Roof Windows Aluminium (double glazing) | 4 | m2
3.7.21.08 | 3.7.21.08 | 3.7.21.08 | Closed Roof Windows General (single glazing) | 4 | m2
3.7.21.10 | 3.7.21.10 | 3.7.21.10 | Skylight | 1 | m2
3.7.21.20 | 3.7.21.20 | 3.7.21.20 | Light Dome | 4 | m2
3.7.21.30 | 3.7.21.30 | 3.7.21.30 | Dormer | 1 | m2
3.7.22.00 | 3.7.22.00 | 3.7.22.00 | Window opening on 1 side General (double glazing) | 2 | m2
3.7.22.01 | 3.7.22.01 | 3.7.22.01 | Window opening on 1 side PVC (double glazing) | 2 | m2
3.7.22.02 | 3.7.22.02 | 3.7.22.02 | Window opening on 1 side Steel (double glazing) | 2 | m2
3.7.22.03 | 3.7.22.03 | 3.7.22.03 | Window opening on 1 side Wood (double glazing) | 2 | m2
3.7.22.04 | 3.7.22.04 | 3.7.22.04 | Window opening on 1 side Aluminium (double glazing) | 2 | m2
3.7.23.00 | 3.7.23.00 | 3.7.23.00 | Sliding Roof Windows General (double glazing) | 4 | m2
3.7.23.01 | 3.7.23.01 | 3.7.23.01 | Sliding Roof Windows PVC (double glazing) | 4 | m2
3.7.23.02 | 3.7.23.02 | 3.7.23.02 | Sliding Roof Windows Steel (double glazing) | 4 | m2
3.7.23.03 | 3.7.23.03 | 3.7.23.03 | Sliding Roof Windows Wood (double glazing) | 4 | m2
3.7.23.04 | 3.7.23.04 | 3.7.23.04 | Sliding Roof Windows Aluminium (double glazing) | 4 | m2
3.7.23.05 | 3.7.23.05 | 3.7.23.05 | Sliding Roof Windows (single glazing) | 4 | m2
3.7.24.00 | 3.7.24.00 | 3.7.24.00 | Roof Windows rotating on a vertical or horizontal axis General (double glazing) | 4 | m2
3.7.24.01 | 3.7.24.01 | 3.7.24.01 | Roof Windows rotating on a vertical or horizontal axis PVC (double glazing) | 4 | m2
3.7.24.02 | 3.7.24.02 | 3.7.24.02 | Roof Windows rotating on a vertical or horizontal axis Steel (double glazing) | 4 | m2
3.7.24.03 | 3.7.24.03 | 3.7.24.03 | Roof Windows rotating on a vertical or horizontal axis Wood (double glazing) | 4 | m2
3.7.24.04 | 3.7.24.04 | 3.7.24.04 | Roof Windows rotating on a vertical or horizontal axis Aluminium (double glazing) | 4 | m2
3.7.24.05 | 3.7.24.05 | 3.7.24.05 | Roof Windows rotating on a vertical or horizontal axis (single glazing) | 2 | m2
3.7.25.00 | 3.7.25.00 | 3.7.25.00 | Combination Windows (Roof) General (double glazing) | 4 | m2
3.7.25.01 | 3.7.25.01 | 3.7.25.01 | Combination Windows (Roof) PVC (double glazing) | 4 | m2
3.7.25.02 | 3.7.25.02 | 3.7.25.02 | Combination Windows (Roof) Steel (double glazing) | 4 | m2
3.7.25.03 | 3.7.25.03 | 3.7.25.03 | Combination Windows (Roof) Wood (double glazing) | 4 | m2
3.7.25.04 | 3.7.25.04 | 3.7.25.04 | Combination Windows (Roof) Aluminium (double glazing) | 4 | m2
3.7.25.05 | 3.7.25.05 | 3.7.25.05 | Combination Windows (Roof single glazing) | 4 | m2
4.1.11.00 | 4.1.11.00 | 4.1.11.00 | Facade Finishing | 5 | m2
4.1.12.00 | 4.1.12.00 | 4.1.12.00 | Facade Cladding General | 5 | m2
4.1.12.01 | 4.1.12.01 | 4.1.12.01 | Facade Cladding Bardage | 5 | m2
4.1.12.02 | 4.1.12.02 | 4.1.12.02 | Facade Cladding bardage on inner boxes | 5 | m2
4.1.12.03 | 4.1.12.03 | 4.1.12.03 | Facade Cladding Sandwichpanels | 5 | m2
4.1.12.04 | 4.1.12.04 | 4.1.12.04 | Facade Cladding Steel panels | 5 | m2
4.1.12.05 | 4.1.12.05 | 4.1.12.05 | Facade Cladding Concrete | 5 | m2
4.1.12.50 | 4.1.12.50 | 4.1.12.50 | Facade plinth general | 1 | m1
4.1.12.51 | 4.1.12.51 | 4.1.12.51 | Facade plinth concrete | 1 | m1
4.5.11.00 | 4.5.11.00 | 4.5.11.00 | Lowered Ceiling | 5 | m2
4.5.12.00 | 4.5.12.00 | 4.5.12.00 | System Ceiling | 5 | m2
4.5.21.00 | 4.5.21.00 | 4.5.21.00 | Naked Ceiling | 5 | m2
4.5.22.00 | 4.5.22.00 | 4.5.22.00 | Clad Ceiling | 5 | m2
5.1.11.00 | 5.1.11.00 | 5.1.11.00 | Gasfired Air Heater | 40 | kW
5.1.11.01 | 5.1.11.01 | 5.1.11.01 | Condensating gasfired Air Heater | 40 | kW
5.1.11.11 | 5.1.11.11 | 5.1.11.11 | Koperen leidingen voor thermische zonnepanelen | 10 | m1
5.1.11.88 | 5.1.11.88 | 5.1.11.88 | Waterpowered Air heater spiral | 10 | kW
5.1.12.00 | 5.1.12.00 | 5.1.12.00 | Hot Air Generator + fuel burner | 10 | kW
5.1.13.00 | 5.1.13.00 | 5.1.13.00 | Solid Fuel Heater | 10 | kW
5.1.21.00 | 5.1.21.00 | 5.1.21.00 | Wallmounted Gas Boiler (>=100 kW) | 400 | kW
5.1.21.01 | 5.1.21.01 | 5.1.21.01 | Wallmounted Condensating Gas Boiler (>= 100 kW) | 400 | kW
5.1.21.05 | 5.1.21.05 | 5.1.21.05 | Wallmounted Condensating Gas Boiler (< 100 kW) | 40 | kW
5.1.21.07 | 5.1.21.07 | 5.1.21.07 | Atmospheric Boiler (< 100 kW) | 40 | kW
5.1.21.11 | 5.1.21.11 | 5.1.21.11 | Atmospheric Boiler (>= 100 kW) | 400 | kW
5.1.21.20 | 5.1.21.20 | 5.1.21.20 | Gas Boiler | 400 | kW
5.1.21.21 | 5.1.21.21 | 5.1.21.21 | Condensating Gas Boiler | 200 | kW
5.1.21.25 | 5.1.21.25 | 5.1.21.25 | Brander - gas (< 100 kW) (455) | 75 | kW
5.1.21.26 | 5.1.21.26 | 5.1.21.26 | Brander - gas (>= 100 kW) (460/465/470/475/480/485/490/495/500/505) | 1000 | kW
5.1.22.00 | 5.1.22.00 | 5.1.22.00 | Wallmounted Boiler (< 100 kW) | 40 | kW
5.1.22.01 | 5.1.22.01 | 5.1.22.01 | Wallmounted Boiler (>= 100 kW) | 400 | kW
5.1.22.02 | 5.1.22.02 | 5.1.22.02 | Wallmounted Condensating Boiler (>= 100 kW) | 400 | kW
5.1.23.00 | 5.1.23.00 | 5.1.23.00 | Boiler (Solid Fuel) | 40 | kW
5.1.23.10 | 5.1.23.10 | 5.1.23.10 | Biomass | 1 | pcs
5.1.24.00 | 5.1.24.00 | 5.1.24.00 | Chimney (gas boiler) | 1 | m1
5.1.24.10 | 5.1.24.10 | 5.1.24.10 | Chimney (Fuel Boiler) | 1 | m1
5.1.24.20 | 5.1.24.20 | 5.1.24.20 | Chimney (Solid Fuel) | 1 | m1
5.1.29.33 | 5.1.29.33 | 5.1.29.33 | Overvulbeveiliging - Waals gewest | 1 | pcs
5.1.29.35 | 5.1.29.35 | 5.1.29.35 | Niveaudetectie - Waals gewest | 1 | pcs
5.1.29.36 | 5.1.29.36 | 5.1.29.36 | Kathodische bescherming - Waals gewest | 1 | pcs
5.1.29.37 | 5.1.29.37 | 5.1.29.37 | Overdrukbeveiliging - Waals gewest | 1 | pcs
5.1.29.38 | 5.1.29.38 | 5.1.29.38 | Ontluchtingssysteem - Waals gewest | 1 | pcs
5.1.29.39 | 5.1.29.39 | 5.1.29.39 | Gekoppelde stookolietanks - Waals gewest | 1 | pcs
5.1.29.40 | 5.1.29.40 | 5.1.29.40 | Stookolietank bovengronds - Brussels gewest < 3000 L | 2000 | L
5.1.29.41 | 5.1.29.41 | 5.1.29.41 | Stookolietank ondergronds - Brussels gewest < 3000 L | 2000 | L
5.1.29.42 | 5.1.29.42 | 5.1.29.42 | Overvulbeveiliging - Brussels gewest | 1 | pcs
5.1.29.43 | 5.1.29.43 | 5.1.29.43 | Lekdetectie - Brussels gewest | 1 | pcs
5.1.29.44 | 5.1.29.44 | 5.1.29.44 | Niveaudetectie - Brussels gewest | 1 | pcs
5.1.29.45 | 5.1.29.45 | 5.1.29.45 | Kathodische bescherming - Brussels gewest | 1 | pcs
5.1.29.46 | 5.1.29.46 | 5.1.29.46 | Overdrukbeveiliging - Brussels gewest | 1 | pcs
5.1.29.47 | 5.1.29.47 | 5.1.29.47 | Ontluchtingssysteem - Brussels gewest | 1 | pcs
5.1.30.15 | 5.1.30.15 | 5.1.30.15 | Heat Interface Unit | 500 | kW
5.1.30.20 | 5.1.30.20 | 5.1.30.20 | Electrical Heat Exchanger | 500 | kW
5.1.33.01 | 5.1.33.01 | 5.1.33.01 | Steam Boiler LP < 0,5 bar (gas) + economiser | 10 | kW
5.1.33.06 | 5.1.33.06 | 5.1.33.06 | Steam Boiler HP > 0,5 bar (gas) + economiser | 10 | kW
5.1.33.08 | 5.1.33.08 | 5.1.33.08 | Stoomketel - hoge druk (> 0,5 bar) (< 100 kW) (434) | 85 | kW
5.1.33.09 | 5.1.33.09 | 5.1.33.09 | Stoomketel - hoge druk (> 0,5 bar) (>= 100 kW) (435/440) | 580 | kW
5.1.33.10 | 5.1.33.10 | 5.1.33.10 | Stoomgenerator (450) | 46 | kW
5.1.33.11 | 5.1.33.11 | 5.1.33.11 | Steam Generator HP (Gas) | 10 | kW
5.1.33.20 | 5.1.33.20 | 5.1.33.20 | Steam Boiler LP < 0,5 bar (Fuel) | 46 | kW
5.1.33.21 | 5.1.33.21 | 5.1.33.21 | Steam Boiler LP < 0,5 bar (Fuel) + economiser | 46 | kW
5.1.33.25 | 5.1.33.25 | 5.1.33.25 | Steam Boiler HP > 0,5 bar (Fuel) | 10 | kW
5.1.33.26 | 5.1.33.26 | 5.1.33.26 | Steam Boiler HP > 0,5 bar (Fuel) + economiser | 10 | kW
5.1.33.31 | 5.1.33.31 | 5.1.33.31 | Steam Generator LP (Fuel) | 46 | kW
5.1.33.32 | 5.1.33.32 | 5.1.33.32 | Steam Generator HP (Fuel) | 10 | kW
5.1.33.41 | 5.1.33.41 | 5.1.33.41 | Steam Generator LP (Electrical) | 46 | kW
5.1.33.42 | 5.1.33.42 | 5.1.33.42 | Steam Generator HP (Electrical) | 10 | kW
5.1.41.00 | 5.1.41.00 | 5.1.41.00 | Cogeneration (CHP unit) | 500 | kW
5.1.44.00 | 5.1.44.00 | 5.1.44.00 | Chimney (Cogeneration) | 1 | m1
5.1.49.00 | 5.1.49.00 | 5.1.49.00 | Fuel Tank (Underground) Cogeneration | 200 | L
5.1.49.10 | 5.1.49.10 | 5.1.49.10 | Fuel Tank (Overground) Cogeneration | 200 | L
5.1.49.20 | 5.1.49.20 | 5.1.49.20 | Transfer Pump Fuel (Cogeneration) | 100 | mm
5.1.52.00 | 5.1.52.00 | 5.1.52.00 | Sun Collector (Heating) | 2 | m2
5.1.53.00 | 5.1.53.00 | 5.1.53.00 | Accumulation | 1 | pcs
5.2.02.01 | 5.2.02.01 | 5.2.02.01 | Ontluchtingskappen | 1 | pcs
5.2.02.02 | 5.2.02.02 | 5.2.02.02 | Doorvoerelement voor dakdoorvoer ventilatieleiding | 1 | pcs
5.2.02.04 | 5.2.02.04 | 5.2.02.04 | Dakkolken voor regenwater (systeem in onderdruk) | 1 | pcs
5.2.11.00 | 5.2.11.00 | 5.2.11.00 | Sand Pond | 5 | m3
5.2.11.10 | 5.2.11.10 | 5.2.11.10 | Rainwater drainage pipelines in the building General | 10 | m1
5.2.11.11 | 5.2.11.11 | 5.2.11.11 | Rainwater drainage pipelines inside the building Copper | 10 | m1
5.2.11.13 | 5.2.11.13 | 5.2.11.13 | Rainwater drainage pipelines inside the building Steel | 10 | m1
5.2.11.14 | 5.2.11.14 | 5.2.11.14 | Rainwater drainage pipelines inside the building Cast iron | 10 | m1
5.2.11.15 | 5.2.11.15 | 5.2.11.15 | Rainwater drainage pipelines inside the building PE | 10 | m1
5.2.11.16 | 5.2.11.16 | 5.2.11.16 | Rainwater drainage pipelines inside the building Aluminium | 10 | m1
5.2.11.17 | 5.2.11.17 | 5.2.11.17 | Rainwater drainage pipelines in the building Zinc | 10 | m1
5.2.12.11 | 5.2.12.11 | 5.2.12.11 | Rainwater drainage pipelines outside the building Copper | 10 | m1
5.2.12.12 | 5.2.12.12 | 5.2.12.12 | Rainwater drainage pipelines outside the building PVC | 10 | m1
5.2.12.13 | 5.2.12.13 | 5.2.12.13 | Rainwater drainage pipelines outside the building Steel | 10 | m1
5.2.12.14 | 5.2.12.14 | 5.2.12.14 | Rainwater drainage pipelines outside the building Cast iron | 10 | m1
5.2.12.15 | 5.2.12.15 | 5.2.12.15 | Rainwater drainage pipelines outside the building PE | 10 | m1
5.2.12.16 | 5.2.12.16 | 5.2.12.16 | Rainwater drainage pipelines outside the building Aluminium | 10 | m1
5.2.12.17 | 5.2.12.17 | 5.2.12.17 | Rainwater drainage pipelines outside the building Zinc | 10 | m1
5.2.16.00 | 5.2.16.00 | 5.2.16.00 | Cellar Pump (Sump pump) | 82 | mm
5.3.01.02 | 5.3.01.02 | 5.3.01.02 | Isolatie minerale wol – gewapende alu-folie DN 15 | 200 | m1
5.3.01.03 | 5.3.01.03 | 5.3.01.03 | Isolatie minerale wol – gewapende alu-folie DN 20 | 200 | m1
5.3.01.05 | 5.3.01.05 | 5.3.01.05 | Isolatie minerale wol – gewapende alu-folie DN 32 | 200 | m1
5.3.01.06 | 5.3.01.06 | 5.3.01.06 | Isolatie minerale wol - afwerking aluminium bladen DN20 | 200 | m1
5.3.01.07 | 5.3.01.07 | 5.3.01.07 | Isolatie koud, regen en/of zacht waterleiding met synthetisch schuimrubber | 200 | m1
5.3.02.01 | 5.3.02.01 | 5.3.02.01 | piping -NOISE INSOLATION pipes Ø40 | 200 | m1
5.3.02.02 | 5.3.02.02 | 5.3.02.02 | piping -NOISE INSOLATION pipes Ø50 | 200 | m1
5.3.02.03 | 5.3.02.03 | 5.3.02.03 | piping -NOISE INSOLATION pipes Ø56 | 200 | m1
5.3.02.04 | 5.3.02.04 | 5.3.02.04 | piping -NOISE INSOLATION pipes Ø63 | 200 | m1
5.3.02.05 | 5.3.02.05 | 5.3.02.05 | piping -NOISE INSOLATION pipes Ø75 | 200 | m1
5.3.02.06 | 5.3.02.06 | 5.3.02.06 | piping -NOISE INSOLATION pipes Ø90 | 200 | m1
5.3.02.07 | 5.3.02.07 | 5.3.02.07 | piping -NOISE INSOLATION pipes Ø110 | 200 | m1
5.3.02.09 | 5.3.02.09 | 5.3.02.09 | piping -NOISE INSOLATION pipes Ø160 | 200 | m1
5.3.02.11 | 5.3.02.11 | 5.3.02.11 | GELUIDSISOLATIE leidingen Ø250 | 1 | m1
5.3.11.10 | 5.3.11.10 | 5.3.11.10 | Refrigerated drinking fountain | 1 | pcs
5.3.14.00 | 5.3.14.00 | 5.3.14.00 | Pressure increase group (Multicellular) | 2 | # of Pumps
5.3.14.10 | 5.3.14.10 | 5.3.14.10 | Hydrophore pump | 82 | mm
5.3.14.15 | 5.3.14.15 | 5.3.14.15 | Pressure Vessel Water | 10 | L
5.3.19.00 | 5.3.19.00 | 5.3.19.00 | Drinking water storage (plastic storage tank) | 10 | L
5.3.19.10 | 5.3.19.10 | 5.3.19.10 | Water storage (sprinkler) - above ground | 46 | L
5.3.19.20 | 5.3.19.20 | 5.3.19.20 | Water storage (sprinkler) - Underground | 10 | L
5.3.20.02 | 5.3.20.02 | 5.3.20.02 | Motor Pump HSW | 82 | mm
5.3.20.08 | 5.3.20.08 | 5.3.20.08 | Sanitary Cold water piping | 500 | m1
5.3.20.10 | 5.3.20.10 | 5.3.20.10 | Diffusion-tight three-layer plastic pipes DN32 | 100 | m1
5.3.21.05 | 5.3.21.05 | 5.3.21.05 | Water heater with Heat Pump | 10 | mm
5.3.21.98 | 5.3.21.98 | 5.3.21.98 | Ketel - oververhit water (410) | 85 | kW
5.3.21.99 | 5.3.21.99 | 5.3.21.99 | Ketel - warm water (405) | 650 | kW
5.3.22.00 | 5.3.22.00 | 5.3.22.00 | Atmospheric Water Heater | 150 | L
5.3.22.10 | 5.3.22.10 | 5.3.22.10 | Central Heating Water Heater | 1000 | W
5.3.22.20 | 5.3.22.20 | 5.3.22.20 | Storage Vessel HSW | 100 | L
5.3.24.00 | 5.3.24.00 | 5.3.24.00 | Direct on gas water heating unit | 10 | kW
5.3.30.00 | 5.3.30.00 | 5.3.30.00 | Piping (Process water) | 1 | m1
5.3.30.10 | 5.3.30.10 | 5.3.30.10 | Runner Pumps (Process Water) | 82 | mm
5.3.34.00 | 5.3.34.00 | 5.3.34.00 | Runner Pumps (Pool Water) | 82 | mm
5.3.34.10 | 5.3.34.10 | 5.3.34.10 | Vacuum Cleaner Pump (Balai Pump) | 100 | mm
5.3.34.20 | 5.3.34.20 | 5.3.34.20 | Piping (Pool water) | 1 | m1
5.3.34.30 | 5.3.34.30 | 5.3.34.30 | Buffer Tank | 750 | L
5.3.50.00 | 5.3.50.00 | 5.3.50.00 | Conductivity Meter | 1 | pcs
5.3.50.10 | 5.3.50.10 | 5.3.50.10 | pH Meter | 1 | pcs
5.3.50.20 | 5.3.50.20 | 5.3.50.20 | Automatic Hardness Meter | 1 | pcs
5.3.50.30 | 5.3.50.30 | 5.3.50.30 | Cl and pH Analysis System | 1 | pcs
5.3.51.00 | 5.3.51.00 | 5.3.51.00 | Prefilter | 1 | pcs
5.3.51.11 | 5.3.51.11 | 5.3.51.11 | Bernoulli Filter | 1 | pcs
5.3.54.10 | 5.3.54.10 | 5.3.54.10 | Salt Electrolysis | 1 | pcs
5.3.54.20 | 5.3.54.20 | 5.3.54.20 | Demineralised water system | 1 | pcs
5.4.01.02 | 5.4.01.02 | 5.4.01.02 | Opbouwwastafel met koud water | 1 | pcs
5.4.01.03 | 5.4.01.03 | 5.4.01.03 | Inbouwwastafel met koud water | 1 | pcs
5.4.01.06 | 5.4.01.06 | 5.4.01.06 | Wastafel met onderbouwkastje met koud water | 1 | pcs
5.4.01.07 | 5.4.01.07 | 5.4.01.07 | Wastafel met onderbouwkastje met koud en warm water | 1 | pcs
5.4.01.08 | 5.4.01.08 | 5.4.01.08 | Wastafel voor MIVA met koud water | 1 | pcs
5.4.01.09 | 5.4.01.09 | 5.4.01.09 | Wastafel voor MIVA met koud en warm water | 1 | pcs
5.4.01.10 | 5.4.01.10 | 5.4.01.10 | Wastafel in RVS met onderbouwkastje in RVS met koud water | 1 | pcs
5.4.02.02 | 5.4.02.02 | 5.4.02.02 | Spiegel - standaard | 1 | pcs
5.4.02.03 | 5.4.02.03 | 5.4.02.03 | Kantelspiegel voor MIVA | 1 | pcs
5.4.03.01 | 5.4.03.01 | 5.4.03.01 | Hang WC met ingebouwd inbouwspoelreservoir Standaard | 1 | pcs
5.4.03.02 | 5.4.03.02 | 5.4.03.02 | Hang WC met ingebouwd inbouwspoelreservoir voor MIVA | 1 | pcs
5.4.03.03 | 5.4.03.03 | 5.4.03.03 | Hang WC RVS met ingebouwd inbouwspoelreservoir | 1 | pcs
5.4.11.00 | 5.4.11.00 | 5.4.11.00 | Gas Piping | 1 | m1
5.4.11.10 | 5.4.11.10 | 5.4.11.10 | Gas Valve | 1 | pcs
5.4.21.00 | 5.4.21.00 | 5.4.21.00 | Compressed Air - Piston Compressor | 500 | L
5.4.21.02 | 5.4.21.02 | 5.4.21.02 | Compressed Air - Lubricated Screw Compressor | 500 | L
5.4.21.03 | 5.4.21.03 | 5.4.21.03 | Compressed Air - Dry Screw Compressor | 500 | L
5.4.21.10 | 5.4.21.10 | 5.4.21.10 | Cooling or Freeze Dryer | 1 | pcs
5.4.21.11 | 5.4.21.11 | 5.4.21.11 | Adsorption dryer (Electrical regeneration) | 10 | kW
5.4.21.20 | 5.4.21.20 | 5.4.21.20 | Pressure Vessel Compressed Air | 46 | L
5.4.21.30 | 5.4.21.30 | 5.4.21.30 | Compressed Air Filter | 1 | pcs
5.4.21.40 | 5.4.21.40 | 5.4.21.40 | Compressed Air Piping | 1 | m1
5.4.22.00 | 5.4.22.00 | 5.4.22.00 | Vacuum Pump | 82 | mm
5.5.12.10 | 5.5.12.10 | 5.5.12.10 | Heat Pump Air - Water (Internal Unit) 10-60 kW, < 5 ton CO2 eq | 35 | kW
5.5.12.11 | 5.5.12.11 | 5.5.12.11 | Heat Pump Air - Water (External Unit) 10-60 kW, < 5 ton CO2 eq | 35 | kW
5.5.12.14 | 5.5.12.14 | 5.5.12.14 | Heat Pump Air - Water (External Unit) 10-60 kW, >= 5 ton CO2 eq < 50 ton CO2 eq. | 35 | kW
5.5.12.15 | 5.5.12.15 | 5.5.12.15 | Heat Pump Air - Water (Internal and External Unit) 10-60 kW, >= 5 ton CO2 eq < 50 ton CO2 eq. | 35 | kW
5.5.12.16 | 5.5.12.16 | 5.5.12.16 | Heat Pump Air - Water (Internal Unit) 10-60 kW, >= 50 ton CO2 eq. < 500 ton CO2 eq. | 35 | kW
5.5.12.17 | 5.5.12.17 | 5.5.12.17 | Heat Pump Air - Water (In- and External Unit) 10-60 kW, >= 50 ton CO2 eq. < 500 ton CO2 eq. | 35 | kW
5.5.12.18 | 5.5.12.18 | 5.5.12.18 | Heat Pump Air - Water (External Unit) 10-60 kW, >= 50 ton CO2 eq. < 500 ton CO2 eq. | 35 | kW
5.5.12.19 | 5.5.12.19 | 5.5.12.19 | Heat Pump Air - Water (Internal Unit) 61 - 150 kW, < 5 ton CO2 eq | 105 | kW
5.5.12.20 | 5.5.12.20 | 5.5.12.20 | Heat Pump Air - Water (External Unit) 61 - 150 kW, < 5 ton CO2 eq | 105 | kW
5.5.12.22 | 5.5.12.22 | 5.5.12.22 | Heat Pump Air - Water (Internal Unit) 61 - 150 kW, >= 5 ton CO2 eq < 50 ton CO2 eq. | 105 | kW
5.5.12.23 | 5.5.12.23 | 5.5.12.23 | Heat Pump Air - Water (External Unit) 61 - 150 kW, >= 5 ton CO2 eq < 50 ton CO2 eq. | 105 | kW
5.5.12.24 | 5.5.12.24 | 5.5.12.24 | Heat Pump Air - Water (Internal and External Unit) 61 - 150 kW, >= 5 ton CO2 eq < 50 ton CO2 eq. | 105 | kW
5.5.12.25 | 5.5.12.25 | 5.5.12.25 | Heat Pump Air - Water (Internal Unit) 61 - 150 kW, >= 50 ton CO2 eq. < 500 ton CO2 eq. | 105 | kW
5.5.12.26 | 5.5.12.26 | 5.5.12.26 | Heat Pump Air - Water (External Unit) 61 - 150 kW, >= 50 ton CO2 eq. < 500 ton CO2 eq. | 105 | kW
5.5.12.27 | 5.5.12.27 | 5.5.12.27 | Heat Pump Air - Water (Internal and External Unit) 61 - 150 kW, >= 50 ton CO2 eq. < 500 ton CO2 eq. | 105 | kW
5.5.12.28 | 5.5.12.28 | 5.5.12.28 | Heat Pump Air - Water (Internal Unit) 151 - 300 kW, < 5 ton CO2 eq | 225 | kW
5.5.12.29 | 5.5.12.29 | 5.5.12.29 | Heat Pump Air - Water (External Unit) 151 - 300 kW, < 5 ton CO2 eq | 225 | kW
5.5.12.30 | 5.5.12.30 | 5.5.12.30 | Heat Pump Air - Water (Internal and External Unit) 151 - 300 kW, < 5 ton CO2 eq | 225 | kW
5.5.12.31 | 5.5.12.31 | 5.5.12.31 | Heat Pump Air - Water (Internal Unit) 151 -300 kW, >= 5 ton CO2 eq < 50 ton CO2 eq. | 225 | kW
5.5.12.32 | 5.5.12.32 | 5.5.12.32 | Heat Pump Air - Water (External Unit) 151 -300 kW, >= 5 ton CO2 eq < 50 ton CO2 eq. | 225 | kW
5.5.12.33 | 5.5.12.33 | 5.5.12.33 | Heat Pump Air - Water (Internal and External Unit) 151 -300 kW, >= 5 ton CO2 eq < 50 ton CO2 eq. | 225 | kW
5.5.12.34 | 5.5.12.34 | 5.5.12.34 | Heat Pump Air - Water (Internal Unit)151 - 300kW, >= 5 ton CO2 eq < 50 ton CO2 eq. | 225 | kW
5.5.12.35 | 5.5.12.35 | 5.5.12.35 | Heat Pump Air - Water (External Unit)151 - 300kW, >= 5 ton CO2 eq < 50 ton CO2 eq. | 225 | kW
5.5.12.36 | 5.5.12.36 | 5.5.12.36 | Heat Pump Air - Water (Internal and External Unit)151 - 300kW, >= 5 ton CO2 eq < 50 ton CO2 eq. | 225 | kW
5.5.12.45 | 5.5.12.45 | 5.5.12.45 | Split unit (Internal and External Unit) - reversible | 5 | kW
5.5.13.10 | 5.5.13.10 | 5.5.13.10 | Heat Pump Air - Air (Internal Unit) 10-60 kW, < 5 ton CO2 eq | 35 | kW
5.5.13.11 | 5.5.13.11 | 5.5.13.11 | Heat Pump Air - Air (External Unit) 10-60 kW, < 5 ton CO2 eq | 35 | kW
5.5.13.12 | 5.5.13.12 | 5.5.13.12 | Heat Pump Air - Air (Internal and External Unit) 10-60 kW, < 5 ton CO2 eq | 35 | kW
5.5.13.13 | 5.5.13.13 | 5.5.13.13 | Heat Pump Air - Air (Internal Unit) 10-60 kW, >= 5 ton CO2 eq < 50 ton CO2 eq. | 35 | kW
5.5.13.14 | 5.5.13.14 | 5.5.13.14 | Heat Pump Air - Air (External Unit) 10-60 kW, >= 5 ton CO2 eq < 50 ton CO2 eq. | 35 | kW
5.5.13.15 | 5.5.13.15 | 5.5.13.15 | Heat Pump Air - Air (Internal and External Unit) 10-60 kW, >= 5 ton CO2 eq < 50 ton CO2 eq. | 35 | kW
5.5.13.16 | 5.5.13.16 | 5.5.13.16 | Heat Pump Air - Air (Internal Unit) 10-60 kW, >= 50 ton CO2 eq. < 500 ton CO2 eq. | 35 | kW
5.5.13.17 | 5.5.13.17 | 5.5.13.17 | Heat Pump Air - Air (In- and External Unit) 10-60 kW, >= 50 ton CO2 eq. < 500 ton CO2 eq. | 35 | kW
5.5.13.18 | 5.5.13.18 | 5.5.13.18 | Heat Pump Air - Air (External Unit) 10-60 kW, >= 50 ton CO2 eq. < 500 ton CO2 eq. | 35 | kW
5.5.13.19 | 5.5.13.19 | 5.5.13.19 | Heat Pump Air - Air (Internal Unit) 61 - 150 kW, < 5 ton CO2 eq | 105 | kW
5.5.13.20 | 5.5.13.20 | 5.5.13.20 | Heat Pump Air - Air (External Unit) 61 - 150 kW, < 5 ton CO2 eq | 105 | kW
5.5.13.21 | 5.5.13.21 | 5.5.13.21 | Heat Pump Air - Air (Internal and External Unit) 61 - 150 kW, < 5 ton CO2 eq | 105 | kW
5.5.13.22 | 5.5.13.22 | 5.5.13.22 | Heat Pump Air - Air (Internal Unit) 61 - 150 kW, >= 5 ton CO2 eq < 50 ton CO2 eq. | 105 | kW
5.5.13.23 | 5.5.13.23 | 5.5.13.23 | Heat Pump Air - Air (External Unit) 61 - 150 kW, >= 5 ton CO2 eq < 50 ton CO2 eq. | 105 | kW
5.5.13.24 | 5.5.13.24 | 5.5.13.24 | Heat Pump Air - Air (Internal and External Unit) 61 - 150 kW, >= 5 ton CO2 eq < 50 ton CO2 eq. | 105 | kW
5.5.13.25 | 5.5.13.25 | 5.5.13.25 | Heat Pump Air - Air (Internal Unit) 61 - 150 kW, >= 50 ton CO2 eq. < 500 ton CO2 eq. | 105 | kW
5.5.13.26 | 5.5.13.26 | 5.5.13.26 | Heat Pump Air - Air (External Unit) 61 - 150 kW, >= 50 ton CO2 eq. < 500 ton CO2 eq. | 105 | kW
5.5.13.27 | 5.5.13.27 | 5.5.13.27 | Heat Pump Air - Air (Internal and External Unit) 61 - 150 kW, >= 50 ton CO2 eq. < 500 ton CO2 eq. | 105 | kW
5.5.13.28 | 5.5.13.28 | 5.5.13.28 | Heat Pump Air - Air (Internal Unit) 151 - 300 kW, < 5 ton CO2 eq | 225 | kW
5.5.13.29 | 5.5.13.29 | 5.5.13.29 | Heat Pump Air - Air (External Unit) 151 - 300 kW, < 5 ton CO2 eq | 225 | kW
5.5.13.30 | 5.5.13.30 | 5.5.13.30 | Heat Pump Air - Air (Internal and External Unit) 151 - 300 kW, < 5 ton CO2 eq | 225 | kW
5.5.13.31 | 5.5.13.31 | 5.5.13.31 | Heat Pump Air - Air (Internal Unit) 151 -300 kW, >= 5 ton CO2 eq < 50 ton CO2 eq. | 225 | kW
5.5.13.32 | 5.5.13.32 | 5.5.13.32 | Heat Pump Air - Air (External Unit) 151 -300 kW, >= 5 ton CO2 eq < 50 ton CO2 eq. | 225 | kW
5.5.13.33 | 5.5.13.33 | 5.5.13.33 | Heat Pump Air - Air (Internal and External Unit) 151 -300 kW, >= 5 ton CO2 eq < 50 ton CO2 eq. | 225 | kW
5.5.13.34 | 5.5.13.34 | 5.5.13.34 | Heat Pump Air - Air (Internal Unit)151 - 300kW, >= 5 ton CO2 eq < 50 ton CO2 eq. | 225 | kW
5.5.13.35 | 5.5.13.35 | 5.5.13.35 | Heat Pump Air - Air (External Unit)151 - 300kW, >= 5 ton CO2 eq < 50 ton CO2 eq. | 225 | kW
5.5.13.36 | 5.5.13.36 | 5.5.13.36 | Heat Pump Air - Air (Internal and External Unit)151 - 300kW, >= 5 ton CO2 eq < 50 ton CO2 eq. | 225 | kW
5.5.21.00 | 5.5.21.00 | 5.5.21.00 | Cooling Unit Scroll/Semi-Hermetic Compressor (coolgroup <= 12 kW; <= 5 ton CO2 eq.) | 8 | kW
5.5.21.01 | 5.5.21.01 | 5.5.21.01 | Cooling Unit Piston Compressor (coolgroup <= 12 kW; <= 5 ton CO2 eq.) | 8 | kW
5.5.21.02 | 5.5.21.02 | 5.5.21.02 | Cooling Unit Centrifugal Compressor (coolgroup <= 12 kW; <= 5 ton CO2 eq.) | 8 | kW
5.5.21.03 | 5.5.21.03 | 5.5.21.03 | Cool Unit Screw Compressor (coolgroup <= 12 kW; < 5 ton CO2 eq.) | 8 | kW
5.5.21.06 | 5.5.21.06 | 5.5.21.06 | Cooling Unit Piston Compressor (coolgroup > 12 kW; > 5 ton CO2 eq. <= 50 ton CO2 eq.) | 100 | kW
5.5.21.07 | 5.5.21.07 | 5.5.21.07 | Cooling unit Centrifugal compressor (coolgroup > 12 kW; > 5 ton CO2 eq. <= 50 ton CO2 eq.) | 100 | kW
5.5.21.08 | 5.5.21.08 | 5.5.21.08 | Cooling Unit Scroll/Semi-Hermetic Compressor (coolgroup > 12 kW; > 5 ton CO2 eq. <= 50 ton CO2 eq.) | 100 | kW
5.5.21.09 | 5.5.21.09 | 5.5.21.09 | Cooling Unit Scroll/Semi-Hermetic Compressor (coolgroup > 12 kW; > 500 ton CO2 eq.) | 100 | kW
5.5.21.30 | 5.5.21.30 | 5.5.21.30 | Cooling Unit Centrifugal compressor (coolgroup > 2 MW; >= 50 ton CO2 eq. <= 500 ton CO2 eq.) | 2000 | kW
5.5.21.32 | 5.5.21.32 | 5.5.21.32 | Cooling Unit Scroll/Semi-Hermetic Compressor (coolgroup > 12 kW; > 50 ton CO2 eq. <= 500 ton CO2 eq.) | 100 | kW
5.5.21.33 | 5.5.21.33 | 5.5.21.33 | Cooling Unit Piston Compressor (coolgroup > 12 kW; > 50 ton CO2 eq. <= 500 ton CO2 eq.) | 100 | kW
5.5.21.35 | 5.5.21.35 | 5.5.21.35 | Cooling unit Centrifugal compressor (coolgroup > 12 kW; > 50 ton CO2 eq. <= 500 ton eq.) | 100 | kW
5.5.21.36 | 5.5.21.36 | 5.5.21.36 | Cooling Unit Scroll/Semi-Hermetic Compressor (coolgroup <= 12 kW; >= 5 ton CO2 eq. <= 50 ton CO2 eq.) | 8 | kW
5.5.21.37 | 5.5.21.37 | 5.5.21.37 | Cool Unit Screw Compressor (coolgroup <= 12 kW; >= 5 ton CO2 eq. <= 50 ton CO2 eq.) | 8 | kW
5.5.21.38 | 5.5.21.38 | 5.5.21.38 | Cool Unit Screw Compressor (coolgroup > 12 kW; > 5 ton CO2 eq. <= 50 ton CO2 eq.) | 100 | kW
5.5.21.39 | 5.5.21.39 | 5.5.21.39 | Cool Unit Screw Compressor (coolgroup > 12 kW; > 50 ton CO2 eq. <= 500 ton CO2 eq.) | 100 | kW
5.5.21.40 | 5.5.21.40 | 5.5.21.40 | Cooling Unit Piston Compressor (coolgroup > 12 kW; > 500 ton CO2 eq.) | 100 | kW
5.5.21.41 | 5.5.21.41 | 5.5.21.41 | Cooling Unit Centrifugal Compressor (coolgroup > 12 kW; <= 5 ton CO2 eq.) | 100 | kW
5.5.21.42 | 5.5.21.42 | 5.5.21.42 | Cooling Unit Centrifugal Compressor (coolgroup > 12 kW; > 500 ton CO2 eq.) | 100 | kW
5.5.21.43 | 5.5.21.43 | 5.5.21.43 | Cool Unit Screw Compressor (coolgroup > 12 kW; > 500 ton CO2 eq.) | 100 | kW
5.5.21.44 | 5.5.21.44 | 5.5.21.44 | Cooling Unit Scroll/Semi-Hermetic Compressor (coolgroup > 2 MW; >= 50 ton CO2 eq. <= 500 ton CO2 eq.) | 2000 | kW
5.5.21.45 | 5.5.21.45 | 5.5.21.45 | Cooling Unit Piston Compressor (coolgroup > 2 MW; >= 50 ton CO2 eq. <= 500 ton CO2 eq.) | 2000 | kW
5.5.21.47 | 5.5.21.47 | 5.5.21.47 | Cool Unit Screw Compressor (coolgroup > 2 MW; >= 50 ton CO2 eq. <= 500 ton CO2 eq.) | 2000 | kW
5.5.30.00 | 5.5.30.00 | 5.5.30.00 | Closed Expansion Vessel Cooling | 50 | L
5.5.30.01 | 5.5.30.01 | 5.5.30.01 | Expansion Vessel with compressor Cooling | 1 | pcs
5.5.30.02 | 5.5.30.02 | 5.5.30.02 | Liquid Receiver | 1 | pcs
5.5.30.05 | 5.5.30.05 | 5.5.30.05 | Pressure Steps Deaerator Cooling | 1 | pcs
5.5.30.10 | 5.5.30.10 | 5.5.30.10 | Circulation Pump Cooling | 82 | mm
5.5.30.20 | 5.5.30.20 | 5.5.30.20 | Double Circulation Pump Cooling | 82 | mm
5.5.30.30 | 5.5.30.30 | 5.5.30.30 | Inline Pump Cooling | 82 | mm
5.5.30.40 | 5.5.30.40 | 5.5.30.40 | Double Inline Pump Cooling | 82 | mm
5.5.30.50 | 5.5.30.50 | 5.5.30.50 | Motor Pump Cooling | 82 | mm
5.5.30.70 | 5.5.30.70 | 5.5.30.70 | Motorised 2-way Valve/Butterfly Valve Cooling | 1 | pcs
5.5.30.71 | 5.5.30.71 | 5.5.30.71 | Motorised 3-way Valve/Butterfly Valve Cooling | 1 | pcs
5.5.30.81 | 5.5.30.81 | 5.5.30.81 | Tube Heat Exchanger Cooling | 10 | kW
5.5.30.85 | 5.5.30.85 | 5.5.30.85 | Buffer Vessel Ice Water | 55 | L
5.5.30.90 | 5.5.30.90 | 5.5.30.90 | Chilled Water Piping | 1 | m1
5.5.30.91 | 5.5.30.91 | 5.5.30.91 | Refrigerant Piping | 1 | m1
5.5.30.95 | 5.5.30.95 | 5.5.30.95 | Iced Water Collector | 70 | L
5.5.30.96 | 5.5.30.96 | 5.5.30.96 | Koelmachine (ijswater) - watergekoeld | 500 | kW
5.5.31.00 | 5.5.31.00 | 5.5.31.00 | Cooled Ceiling / Cooled Beam | 1 | m2
5.5.31.10 | 5.5.31.10 | 5.5.31.10 | Fan Coil Unit (2-pipes) Cooling | 1 | pcs
5.5.31.20 | 5.5.31.20 | 5.5.31.20 | Pressure Induction Unit (2-pipes) Cooling | 1 | pcs
5.6.05.01 | 5.6.05.01 | 5.6.05.01 | Kringsysteem Zonnepanelen (glycolmengsel) | 10 | m1
5.6.05.02 | 5.6.05.02 | 5.6.05.02 | Kringsysteem warmtewisselaars Zonnepanelen | 10 | m1
5.6.10.00 | 5.6.10.00 | 5.6.10.00 | Closed Expansion Vessel Heating | 25 | L
5.6.10.01 | 5.6.10.01 | 5.6.10.01 | Expansion Vessel with compressor Heating | 800 | L
5.6.10.05 | 5.6.10.05 | 5.6.10.05 | Pressure Steps Deaerator Heating | 8 | kW
5.6.10.10 | 5.6.10.10 | 5.6.10.10 | Circulation Pump Heating | 82 | mm
5.6.10.20 | 5.6.10.20 | 5.6.10.20 | Double Circulation Pump Heating | 82 | mm
5.6.10.30 | 5.6.10.30 | 5.6.10.30 | Inline Pump Heating | 82 | mm
5.6.10.40 | 5.6.10.40 | 5.6.10.40 | Double Inline Pump Heating | 82 | mm
5.6.10.50 | 5.6.10.50 | 5.6.10.50 | Motor Pump Heating | 82 | mm
5.6.10.81 | 5.6.10.81 | 5.6.10.81 | Central Heating Hot Water Collector | 100 | L
5.6.10.82 | 5.6.10.82 | 5.6.10.82 | Dirt Seperator | 1 | pcs
5.6.10.83 | 5.6.10.83 | 5.6.10.83 | Micro-bubble separator | 1 | pcs
5.6.10.84 | 5.6.10.84 | 5.6.10.84 | Automatic filling system heating water distribution | 1 | pcs
5.6.13.00 | 5.6.13.00 | 5.6.13.00 | Circulator Serving Floor Heating | 250 | W
5.6.13.01 | 5.6.13.01 | 5.6.13.01 | Floor Heating (Hot Water) | 250 | W
5.6.20.03 | 5.6.20.03 | 5.6.20.03 | Check valve | 1 | pcs
5.6.20.04 | 5.6.20.04 | 5.6.20.04 | Dubbeldienstkraan | 1 | pcs
5.6.20.10 | 5.6.20.10 | 5.6.20.10 | Condensate Pot | 25 | mm
5.6.20.20 | 5.6.20.20 | 5.6.20.20 | Condensate Pump (Ogden Pump) | 82 | mm
5.6.20.40 | 5.6.20.40 | 5.6.20.40 | Condensate Tank | 10 | L
5.6.20.45 | 5.6.20.45 | 5.6.20.45 | Drainage Tank | 10 | L
5.6.20.46 | 5.6.20.46 | 5.6.20.46 | Drainage point | 1 | pcs
5.6.32.00 | 5.6.32.00 | 5.6.32.00 | Fan Coil Unit (2-pipes) Heating | 1 | pcs
5.6.32.01 | 5.6.32.01 | 5.6.32.01 | Fan Coil Unit (3-pipes) | 1 | pcs
5.6.32.10 | 5.6.32.10 | 5.6.32.10 | Pressure Induction Unit (2-pipes) Heating | 2 | kW
5.6.32.11 | 5.6.32.11 | 5.6.32.11 | Pressure Induction Unit (3-pipes) | 2 | kW
5.6.32.12 | 5.6.32.12 | 5.6.32.12 | Pressure Induction Unit (4-pipes) | 2 | kW
5.7.11.01 | 5.7.11.01 | 5.7.11.01 | Smoke Vent (command panel) - Smoke and Heat Extraction System | 1 | pcs
5.7.11.02 | 5.7.11.02 | 5.7.11.02 | Window actuator - Smoke and Heat Extraction System | 1 | pcs
5.7.12.00 | 5.7.12.00 | 5.7.12.00 | Natural Ventilation (uncontrollable) | 1 | m2
5.7.12.10 | 5.7.12.10 | 5.7.12.10 | Natural Ventilation (Controllable) | 1 | m2
5.7.12.15 | 5.7.12.15 | 5.7.12.15 | Ventilation hood | 1 | pcs
5.7.21.11 | 5.7.21.11 | 5.7.21.11 | Duct Fan Axial >= 10.000m3/h | 1500 | m3/h
5.7.21.12 | 5.7.21.12 | 5.7.21.12 | Duct Fan Centrif. < 10.000m3/h | 1500 | m3/h
5.7.21.13 | 5.7.21.13 | 5.7.21.13 | Duct Fan Centrif. >= 10.000m3/h | 1500 | m3/h
5.7.21.15 | 5.7.21.15 | 5.7.21.15 | Axial Fan | 1500 | m3/h
5.7.21.20 | 5.7.21.20 | 5.7.21.20 | Smoker`s cabin | 1 | pcs
5.7.31.00 | 5.7.31.00 | 5.7.31.00 | Extraction Unit | 15000 | m3/h
5.7.31.21 | 5.7.31.21 | 5.7.31.21 | Booster - Smoke and Heat Extraction System | 1 | pcs
5.7.31.22 | 5.7.31.22 | 5.7.31.22 | Central mechanical extraction system | 1 | pcs
5.7.61.00 | 5.7.61.00 | 5.7.61.00 | Air Treatment Unit Component - Cabinet Air Cooler (Iced Water Circuit) | 1 | pcs
5.7.61.10 | 5.7.61.10 | 5.7.61.10 | Air Treatment Unit Component - Air Heater (Water) | 18 | kW
5.7.61.20 | 5.7.61.20 | 5.7.61.20 | Air Treatment Unit Component - Air Curtain (Water) | 1500 | m3/h
5.7.70.00 | 5.7.70.00 | 5.7.70.00 | Air Treatment Unit Component - Postheating Battery | 1 | pcs
5.7.70.01 | 5.7.70.01 | 5.7.70.01 | Air Treatment Unit Component - Postcooling Battery | 1 | pcs
5.7.70.11 | 5.7.70.11 | 5.7.70.11 | Air Treatment Unit Component - Ultrasonic Humidifier | 50 | kg/h
5.7.70.12 | 5.7.70.12 | 5.7.70.12 | Air Treatment Unit Component - Gasfired Steam Humidifier | 50 | kg/h
5.7.70.20 | 5.7.70.20 | 5.7.70.20 | Air Treatment Unit Component - VAV | 1500 | m3/h
5.7.70.21 | 5.7.70.21 | 5.7.70.21 | Air Treatment Unit Component - CAV | 1500 | m3/h
5.7.70.30 | 5.7.70.30 | 5.7.70.30 | Air Treatment Unit Component - Heat Recovery Wheel | 25000 | m3/h
5.7.70.31 | 5.7.70.31 | 5.7.70.31 | Air Treatment Unit Component - Cross-flow heat exchanger | 50 | kW
5.7.70.45 | 5.7.70.45 | 5.7.70.45 | Air Treatment Unit Component - Laminar Supply Air Plenum < 2500 m3/h (Absolute Filters) | 1 | pcs
5.7.70.46 | 5.7.70.46 | 5.7.70.46 | Air Treatment Unit Component - Laminar Supply Air Plenum 2.500 - 5.000 m3/h (Absolute Filters) | 1 | pcs
5.7.70.47 | 5.7.70.47 | 5.7.70.47 | Air Treatment Unit Component - Laminar Supply Air Plenum 5001 - 10.000 m3/h (Absolute Filters) | 1 | pcs
5.7.70.49 | 5.7.70.49 | 5.7.70.49 | Air Treatment Unit Component - Laminar Supply Air Plenum 20.001 - 40.000 m3/h (Absolute Filters) | 1 | pcs
5.7.70.51 | 5.7.70.51 | 5.7.70.51 | Air Treatment Unit Component - Filter Section | 15000 | m3/h
5.7.70.60 | 5.7.70.60 | 5.7.70.60 | Air Treatment Unit Component - Motorised Register | 1 | pcs
5.7.70.61 | 5.7.70.61 | 5.7.70.61 | Air Treatment Unit Component - Pulsion Grill (without filter) | 1 | pcs
5.7.70.64 | 5.7.70.64 | 5.7.70.64 | Air Treatment Unit Component - Extraction Grill (with filter) | 1 | pcs
5.7.70.80 | 5.7.70.80 | 5.7.70.80 | Air Treatment Unit Component - Frequency controller fan (pulsation) | 1 | pcs
5.7.71.00 | 5.7.71.00 | 5.7.71.00 | Air Treatment Unit Complete - (Filter Section/ 100% fresh Air) | 25000 | m3/h
5.7.71.01 | 5.7.71.01 | 5.7.71.01 | Air Treatment Unit Complete - (Coarse + Fine Filter/ 100% fresh Air) | 25000 | m3/h
5.7.71.02 | 5.7.71.02 | 5.7.71.02 | Air Treatment Unit Complete - (Filter Section/ Heat Recuperation) | 25000 | m3/h
5.7.71.03 | 5.7.71.03 | 5.7.71.03 | Air Treatment Unit Complete - (Coarse + Fine Filter/ Heat Recuperation) | 25000 | m3/h
5.7.71.10 | 5.7.71.10 | 5.7.71.10 | Air Treatment Unit Complete - (1 battery/Filter section/ 100% fresh Air) | 25000 | m3/h
5.7.71.11 | 5.7.71.11 | 5.7.71.11 | Air Treatment Unit Complete - (1 battery/Coarse + Fine Filter/ 100% fresh Air) | 25000 | m3/h
5.7.71.12 | 5.7.71.12 | 5.7.71.12 | Air Treatment Unit Complete - (1 battery/Filter Section/ Heat Recuperation) | 25000 | m3/h
5.7.71.13 | 5.7.71.13 | 5.7.71.13 | Air Treatment Unit Complete - (1 battery/Coarse + Fine Filter/ Heat Recuperation) | 25000 | m3/h
5.7.71.20 | 5.7.71.20 | 5.7.71.20 | Air Treatment Unit Complete - (2 batteries (+/-)/Filter section/ 100% fresh Air) | 25000 | m3/h
5.7.71.21 | 5.7.71.21 | 5.7.71.21 | Air Treatment Unit Complete - (2 batteries (+/-)/Coarse + Fine Filter/ 100% fresh Air) | 25000 | m3/h
5.7.71.22 | 5.7.71.22 | 5.7.71.22 | Air Treatment Unit Complete - (2 batteries (+/-)/Filter Section/ Heat Recuperation) | 25000 | m3/h
5.7.71.23 | 5.7.71.23 | 5.7.71.23 | Air Treatment Unit Complete - (2 batteries (+/-)/Coarse + Fine Filter/ Heat Recuperation) | 25000 | m3/h
5.7.71.30 | 5.7.71.30 | 5.7.71.30 | Air Treatment Unit Complete - (3 batteries (+/-/+)/Filter section/ 100% fresh Air) | 25000 | m3/h
5.7.71.31 | 5.7.71.31 | 5.7.71.31 | Air Treatment Unit Complete - (3 batteries (+/-/+)/Coarse + Fine Filter/ 100% fresh Air) | 25000 | m3/h
5.7.71.32 | 5.7.71.32 | 5.7.71.32 | Air Treatment Unit Complete - (3 batteries (+/-/+)/Filter Section/ Heat Recuperation) | 25000 | m3/h
5.7.71.33 | 5.7.71.33 | 5.7.71.33 | Air Treatment Unit Complete - (3 batteries (+/-/+)/Coarse + Fine Filter/ Heat Recuperation) | 25000 | m3/h
5.7.71.34 | 5.7.71.34 | 5.7.71.34 | Air Treatment Unit Complete - (3 batteries (+/-/+)/Humidification/Filter section/ 100% fresh Air) | 25000 | m3/h
5.7.71.35 | 5.7.71.35 | 5.7.71.35 | Air Treatment Unit Complete - (3 batteries (+/-/+)/Humidification/Coarse + Fine Filter/ 100% fresh Air) | 25000 | m3/h
5.7.71.37 | 5.7.71.37 | 5.7.71.37 | Air Treatment Unit Complete - (3 batteries (+/-/+)/Humidification/Coarse + Fine Filter/ Heat Recuperation) | 25000 | m3/h
5.8.11.00 | 5.8.11.00 | 5.8.11.00 | Thermostat | 1 | pcs
5.8.11.10 | 5.8.11.10 | 5.8.11.10 | Control Panel | 10 | # of Circuits
5.8.21.00 | 5.8.21.00 | 5.8.21.00 | Thermical Energy Meter | 1 | pcs
5.8.21.10 | 5.8.21.10 | 5.8.21.10 | Gas Meter | 10 | m3/h
5.8.21.12 | 5.8.21.12 | 5.8.21.12 | Steam Meter | 10 | m3/h
5.8.21.20 | 5.8.21.20 | 5.8.21.20 | Water Meter | 10 | m3/h
5.8.21.30 | 5.8.21.30 | 5.8.21.30 | Electricity Meter | 10 | m3/h
5.8.21.40 | 5.8.21.40 | 5.8.21.40 | Compressed Air Meter | 10 | m3/h
5.8.21.41 | 5.8.21.41 | 5.8.21.41 | Pressure Meter | 1 | pcs
5.8.21.42 | 5.8.21.42 | 5.8.21.42 | Thermometer | 1 | pcs
6.1.11.01 | 6.1.11.01 | 6.1.11.01 | Battery String (emergency back up) | 1 | pcs
6.1.11.02 | 6.1.11.02 | 6.1.11.02 | Static Switch => emergency net | 1 | pcs
6.1.11.03 | 6.1.11.03 | 6.1.11.03 | Battery 12V | 1 | pcs
6.1.11.05 | 6.1.11.05 | 6.1.11.05 | Evacuation system - Battery set (public address) | 1 | pcs
6.1.11.15 | 6.1.11.15 | 6.1.11.15 | Fuel Tank (Underground) | 500 | L
6.1.11.17 | 6.1.11.17 | 6.1.11.17 | Transfer Pump Fuel (Emergency) | 82 | mm
6.1.21.00 | 6.1.21.00 | 6.1.21.00 | Earthing Pin | 1 | pcs
6.1.21.01 | 6.1.21.01 | 6.1.21.01 | Earthing point | 1 | pcs
6.1.21.02 | 6.1.21.02 | 6.1.21.02 | Earthing mat | 1 | pcs
6.1.21.10 | 6.1.21.10 | 6.1.21.10 | Earthing Switch | 1 | pcs
6.1.41.01 | 6.1.41.01 | 6.1.41.01 | Vermogensschakelaar hoogspanning (6140) | 100 | kVA
6.1.41.20 | 6.1.41.20 | 6.1.41.20 | Safety Utilities (Bench, Gloves, stick, ...) | 1 | pcs
6.1.41.21 | 6.1.41.21 | 6.1.41.21 | High voltage arrival tension cabinet | 1 | pcs
6.1.41.25 | 6.1.41.25 | 6.1.41.25 | High voltage counting cabinet | 1 | pcs
6.1.51.00 | 6.1.51.00 | 6.1.51.00 | Main Distribution Board | 2 | # of distributions
6.1.51.10 | 6.1.51.10 | 6.1.51.10 | Distribution Board | 10 | # of distributions
6.1.61.00 | 6.1.61.00 | 6.1.61.00 | 24V / 48V Energy Station | 1 | pcs
6.1.61.01 | 6.1.61.01 | 6.1.61.01 | Battery String | 1 | pcs
6.1.61.10 | 6.1.61.10 | 6.1.61.10 | Charger and Battery for Electrical Appliances (cars) | 1 | pcs
6.1.61.11 | 6.1.61.11 | 6.1.61.11 | Charging post (bicycles, cars) | 1 | pcs
6.1.61.31 | 6.1.61.31 | 6.1.61.31 | Inverter - wind turbine | 1000 | kW
6.1.61.41 | 6.1.61.41 | 6.1.61.41 | Low Voltage Transformator | 10 | kVA
6.1.61.43 | 6.1.61.43 | 6.1.61.43 | Low Voltage Switch Gear | 2 | kVA
6.1.61.45 | 6.1.61.45 | 6.1.61.45 | Low voltage room | 16 | m2
6.1.71.00 | 6.1.71.00 | 6.1.71.00 | Lightning Protection | 1 | pcs
6.1.71.01 | 6.1.71.01 | 6.1.71.01 | Lightning Protection Earthing Network | 1 | pcs
6.1.71.02 | 6.1.71.02 | 6.1.71.02 | Lightning Protection Earthing Pin | 1 | pcs
6.2.41.01 | 6.2.41.01 | 6.2.41.01 | CEE Power Outlet | 1 | pcs
6.2.41.10 | 6.2.41.10 | 6.2.41.10 | Electrical switchboard cabinet (Low Voltage) | 1 | pcs
6.3.40.00 | 6.3.40.00 | 6.3.40.00 | Switch | 1 | pcs
6.3.40.01 | 6.3.40.01 | 6.3.40.01 | Key Switch | 1 | pcs
6.3.40.20 | 6.3.40.20 | 6.3.40.20 | Movement Switch | 1 | # of switches
6.3.40.21 | 6.3.40.21 | 6.3.40.21 | Presence Switch | 1 | # of switches
6.3.40.22 | 6.3.40.22 | 6.3.40.22 | Twilight Switch | 1 | # of switches
6.3.40.30 | 6.3.40.30 | 6.3.40.30 | Dimmer | 1 | pcs
6.3.41.02 | 6.3.41.02 | 6.3.41.02 | TL-TL HF Appliance | 36 | W
6.3.41.03 | 6.3.41.03 | 6.3.41.03 | TL-Circular TL | 36 | W
6.3.41.10 | 6.3.41.10 | 6.3.41.10 | CTL Appliance (E14-E27) | 4 | W
6.3.41.11 | 6.3.41.11 | 6.3.41.11 | CTL Appliance (2-pins) | 4 | W
6.3.41.12 | 6.3.41.12 | 6.3.41.12 | CTL Appliance (4-pins) | 4 | W
6.3.41.20 | 6.3.41.20 | 6.3.41.20 | Discharge Appliance-SON | 36 | W
6.3.41.21 | 6.3.41.21 | 6.3.41.21 | Discharge Appliance-HPL | 36 | W
6.3.41.22 | 6.3.41.22 | 6.3.41.22 | Discharge Appliance-HPI | 36 | W
6.3.41.23 | 6.3.41.23 | 6.3.41.23 | Discharge Appliance-SOX | 36 | W
6.3.41.24 | 6.3.41.24 | 6.3.41.24 | Discharge Appliance-CDM | 36 | W
6.3.41.25 | 6.3.41.25 | 6.3.41.25 | Discharge Appliance-MHN | 36 | W
6.3.41.40 | 6.3.41.40 | 6.3.41.40 | LED-Tube Lamp (T5 - 230V) | 4 | W
6.3.41.41 | 6.3.41.41 | 6.3.41.41 | LED-Tube Lamp (T8 - 230V) | 4 | W
6.3.41.42 | 6.3.41.42 | 6.3.41.42 | LED-Lamp/spot (E14/E27 - 230V) | 4 | W
6.3.41.43 | 6.3.41.43 | 6.3.41.43 | LED-Spot (G9 - 230V) | 4 | W
6.3.41.44 | 6.3.41.44 | 6.3.41.44 | LED-Spot (GU10 - 230V) | 4 | W
6.3.41.45 | 6.3.41.45 | 6.3.41.45 | LED-Spot (AR111 - 230V) | 4 | W
6.3.41.46 | 6.3.41.46 | 6.3.41.46 | LED-Spot (GX53 - 230V) | 4 | W
6.3.41.47 | 6.3.41.47 | 6.3.41.47 | LED Lighting strip | 10 | W
6.3.44.10 | 6.3.44.10 | 6.3.44.10 | LED-Spot (MR11/MR16 - 12V) | 1 | pcs
6.3.44.11 | 6.3.44.11 | 6.3.44.11 | LED-Spot (AR111 - 12V) | 1 | pcs
6.3.54.00 | 6.3.54.00 | 6.3.54.00 | Central Emergency Lighting (24V) | 1 | pcs
6.3.75.00 | 6.3.75.00 | 6.3.75.00 | Neon Lighting | 1 | pcs
6.3.75.01 | 6.3.75.01 | 6.3.75.01 | Transformer for Neon Lighting | 1 | pcs
6.4.11.00 | 6.4.11.00 | 6.4.11.00 | Stop Light (Red) | 1 | pcs
6.4.11.01 | 6.4.11.01 | 6.4.11.01 | Stop Light (Red, Green) | 1 | pcs
6.4.11.02 | 6.4.11.02 | 6.4.11.02 | Stop Light (Red, Orange, Green) | 1 | pcs
6.4.11.10 | 6.4.11.10 | 6.4.11.10 | Parking Management System - Central | 1 | pcs
6.4.11.11 | 6.4.11.11 | 6.4.11.11 | Parking Management System - Monitor | 1 | pcs
6.4.11.13 | 6.4.11.13 | 6.4.11.13 | Parking Management System - Presence sensor | 1 | pcs
6.4.11.14 | 6.4.11.14 | 6.4.11.14 | Parking Management System - Quantity Information Display | 1 | pcs
6.4.11.15 | 6.4.11.15 | 6.4.11.15 | Parking Management System - Totem (Count Registration) | 1 | pcs
6.4.12.00 | 6.4.12.00 | 6.4.12.00 | Persons Call System | 1 | pcs
6.4.12.10 | 6.4.12.10 | 6.4.12.10 | Intervention Call: Alarm light (flash light) | 1 | pcs
6.4.12.11 | 6.4.12.11 | 6.4.12.11 | Intervention Call: Acoustic Alarm | 1 | pcs
6.4.12.12 | 6.4.12.12 | 6.4.12.12 | Intervention Call: Speaker | 1 | pcs
6.4.12.13 | 6.4.12.13 | 6.4.12.13 | Intervention Call: Complete system | 1 | pcs
6.4.13.00 | 6.4.13.00 | 6.4.13.00 | Work Time Registration | 1 | pcs
6.4.13.10 | 6.4.13.10 | 6.4.13.10 | Mother Clock | 1 | pcs
6.4.13.11 | 6.4.13.11 | 6.4.13.11 | Clock | 1 | pcs
6.4.14.00 | 6.4.14.00 | 6.4.14.00 | Presence and Occupied Signalisation | 1 | pcs
6.4.21.00 | 6.4.21.00 | 6.4.21.00 | Telephone | 1 | pcs
6.4.21.01 | 6.4.21.01 | 6.4.21.01 | Telephone connection | 10 | m1
6.4.22.00 | 6.4.22.00 | 6.4.22.00 | Intercom | 1 | pcs
6.4.24.00 | 6.4.24.00 | 6.4.24.00 | Audio component: Amplifier | 1 | pcs
6.4.24.01 | 6.4.24.01 | 6.4.24.01 | Audio component: Tuner | 1 | pcs
6.4.24.02 | 6.4.24.02 | 6.4.24.02 | Audio component: CD-Player | 1 | pcs
6.4.24.03 | 6.4.24.03 | 6.4.24.03 | Audio component: Microphone | 1 | pcs
6.4.24.04 | 6.4.24.04 | 6.4.24.04 | Audio component: Speaker | 1 | pcs
6.4.24.05 | 6.4.24.05 | 6.4.24.05 | Audio component: Control panel (micro, music, ...) | 1 | pcs
6.4.24.06 | 6.4.24.06 | 6.4.24.06 | Audio component: Connection point Microphone | 1 | pcs
6.4.31.00 | 6.4.31.00 | 6.4.31.00 | Television | 1 | pcs
6.4.31.01 | 6.4.31.01 | 6.4.31.01 | Television connection (Coax, ...) | 10 | m1
6.4.33.00 | 6.4.33.00 | 6.4.33.00 | Beamer | 1 | pcs
6.4.33.01 | 6.4.33.01 | 6.4.33.01 | Automatic Projection Screen | 1 | pcs
6.4.33.10 | 6.4.33.10 | 6.4.33.10 | Information Screen | 1 | pcs
6.4.42.00 | 6.4.42.00 | 6.4.42.00 | Data Connection (UTP, FTP) | 1 | pcs
6.4.42.05 | 6.4.42.05 | 6.4.42.05 | Server and Data rack | 1 | pcs
6.4.52.01 | 6.4.52.01 | 6.4.52.01 | Wifi Installation - Amplifier | 1 | pcs
6.4.52.02 | 6.4.52.02 | 6.4.52.02 | Wifi Installation - patchpanel | 1 | pcs
6.4.52.10 | 6.4.52.10 | 6.4.52.10 | ASTRID Network - Beacon (Central) | 1 | pcs
6.4.52.11 | 6.4.52.11 | 6.4.52.11 | ASTRID Network - Amplifier | 1 | pcs
6.4.52.12 | 6.4.52.12 | 6.4.52.12 | ASTRID Network - External antenna | 1 | pcs
6.4.52.13 | 6.4.52.13 | 6.4.52.13 | ASTRID Network - Internal antenna | 1 | pcs
6.4.60.10 | 6.4.60.10 | 6.4.60.10 | Satellite TV - Satellite dish | 1 | pcs
6.4.60.11 | 6.4.60.11 | 6.4.60.11 | Satellite TV - Multiswitch | 1 | pcs
6.5.10.01 | 6.5.10.01 | 6.5.10.01 | Evacuation System | 1 | pcs
6.5.10.02 | 6.5.10.02 | 6.5.10.02 | Evacuation Panel | 20 | # of Circuits
6.5.10.03 | 6.5.10.03 | 6.5.10.03 | Disabled call module | 1 | # of devices
6.5.11.02 | 6.5.11.02 | 6.5.11.02 | Repetition Board | 1 | pcs
6.5.11.03 | 6.5.11.03 | 6.5.11.03 | Synoptic fire alarm panel | 1 | # of devices
6.5.11.06 | 6.5.11.06 | 6.5.11.06 | Siren / Flash | 1 | pcs
6.5.11.07 | 6.5.11.07 | 6.5.11.07 | Fire Notifier | 1 | pcs
6.5.11.09 | 6.5.11.09 | 6.5.11.09 | Aspiration detector | 1 | pcs
6.5.11.10 | 6.5.11.10 | 6.5.11.10 | Smoke Detection | 1 | # of devices
6.5.11.11 | 6.5.11.11 | 6.5.11.11 | PIR detector | 1 | pcs
6.5.11.20 | 6.5.11.20 | 6.5.11.20 | I/O module Fire Detection system | 1 | pcs
6.5.12.00 | 6.5.12.00 | 6.5.12.00 | Fire door RF30 (Steel) | 2 | m2
6.5.12.01 | 6.5.12.01 | 6.5.12.01 | Magnetic Contact | 1 | pcs
6.5.12.02 | 6.5.12.02 | 6.5.12.02 | Fire door RF60 (Steel) | 2 | m2
6.5.12.03 | 6.5.12.03 | 6.5.12.03 | Fire door RF30 (Wood) | 2 | m2
6.5.12.04 | 6.5.12.04 | 6.5.12.04 | Fire door RF60 (Wood) | 2 | m2
6.5.12.06 | 6.5.12.06 | 6.5.12.06 | Fire door RF30 (PVC) | 2 | m2
6.5.12.07 | 6.5.12.07 | 6.5.12.07 | Fire door RF60 (PVC) | 2 | m2
6.5.12.08 | 6.5.12.08 | 6.5.12.08 | Fire door RF60 (Aluminium) | 2 | m2
6.5.12.09 | 6.5.12.09 | 6.5.12.09 | Fire door RF30 (Aluminium) | 2 | m2
6.5.12.20 | 6.5.12.20 | 6.5.12.20 | Fire-resistant Passages | 1 | pcs
6.5.12.40 | 6.5.12.40 | 6.5.12.40 | Push button door locking device (wired) | 1 | # of devices
6.5.13.28 | 6.5.13.28 | 6.5.13.28 | Complete Sprinkler system (wet; fully assembled) | 100 | L
6.5.13.29 | 6.5.13.29 | 6.5.13.29 | Complete Sprinkler system (dry; fully assembled) | 100 | L
6.5.13.31 | 6.5.13.31 | 6.5.13.31 | Indoor hydrant | 1 | pcs
6.5.13.33 | 6.5.13.33 | 6.5.13.33 | Sprinkler Component: Alarm Bell | 1 | pcs
6.5.13.40 | 6.5.13.40 | 6.5.13.40 | Dry fire extinguishing pipe | 10 | m1
6.5.13.51 | 6.5.13.51 | 6.5.13.51 | First Aid kit | 1 | pcs
6.5.13.90 | 6.5.13.90 | 6.5.13.90 | Air ducts fire ventilation facility | 1 | m1
6.5.21.02 | 6.5.21.02 | 6.5.21.02 | Burglar Detection - Door/Window Contact | 1 | pcs
6.5.21.11 | 6.5.21.11 | 6.5.21.11 | Security - Agression-alarm - Central | 1 | pcs
6.5.21.12 | 6.5.21.12 | 6.5.21.12 | Security - Agression-alarm - Hold up button / Panic button | 1 | pcs
6.5.22.02 | 6.5.22.02 | 6.5.22.02 | Access Control - Lock | 1 | pcs
6.5.31.01 | 6.5.31.01 | 6.5.31.01 | Manual Sun Screen | 2 | m2
6.5.32.00 | 6.5.32.00 | 6.5.32.00 | Metal Detection | 1 | pcs
6.5.35.02 | 6.5.35.02 | 6.5.35.02 | Gas Detection (CO2) | 1 | # of detectors
6.5.39.00 | 6.5.39.00 | 6.5.39.00 | Perimeter Security | 1 | pcs
6.6.34.00 | 6.6.34.00 | 6.6.34.00 | Conveyor Belt | 5 | m1
6.6.36.00 | 6.6.36.00 | 6.6.36.00 | Overhead Crane | 500 | Allowed mass (kg)
6.6.42.00 | 6.6.42.00 | 6.6.42.00 | Rail Container - Rails | 5 | m1
6.6.42.01 | 6.6.42.01 | 6.6.42.01 | Rail Container - Container | 1 | pcs
6.7.14.01 | 6.7.14.01 | 6.7.14.01 | Screen | 1 | pcs
6.7.14.02 | 6.7.14.02 | 6.7.14.02 | Keyboard | 1 | pcs
6.7.14.03 | 6.7.14.03 | 6.7.14.03 | Mouse | 1 | pcs
6.7.14.10 | 6.7.14.10 | 6.7.14.10 | Sonde | 1 | pcs
6.7.24.00 | 6.7.24.00 | 6.7.24.00 | Automatic Control (DDC) Primary | 1 | pcs
6.7.24.11 | 6.7.24.11 | 6.7.24.11 | Network Engines (NAE/NCE) | 1 | pcs
6.7.24.12 | 6.7.24.12 | 6.7.24.12 | Field Equipment controllers | 1 | pcs
6.7.24.13 | 6.7.24.13 | 6.7.24.13 | Input/output modules | 1 | pcs
6.7.31.00 | 6.7.31.00 | 6.7.31.00 | Alarm Transmitter | 1 | pcs
6.7.31.10 | 6.7.31.10 | 6.7.31.10 | Modem | 1 | pcs
7.2.11.00 | 7.2.11.00 | 7.2.11.00 | Locker | 1 | pcs
7.2.12.00 | 7.2.12.00 | 7.2.12.00 | Motorised Sun Screen (indoors) | 2 | m2
7.2.12.01 | 7.2.12.01 | 7.2.12.01 | Manual Sun Screen (indoors) - Screen | 2 | m2
7.2.12.10 | 7.2.12.10 | 7.2.12.10 | Manual Sun Screen (indoors) - Blinds | 2 | m2
7.2.21.00 | 7.2.21.00 | 7.2.21.00 | Grinding poles (fire brigade) | 1 | pcs
7.2.22.00 | 7.2.22.00 | 7.2.22.00 | Car wash Facilities | 1 | pcs
7.2.22.10 | 7.2.22.10 | 7.2.22.10 | Laundry, Dry-cleaning, Ironing Facilities | 1 | pcs
7.2.22.15 | 7.2.22.15 | 7.2.22.15 | Hose Washer Installation | 1 | pcs
7.3.11.00 | 7.3.11.00 | 7.3.11.00 | Kitchen Counter (Domestic) | 1 | pcs
7.3.11.01 | 7.3.11.01 | 7.3.11.01 | Kitchen Cupboard (Domestic) | 1 | pcs
7.3.22.40 | 7.3.22.40 | 7.3.22.40 | Preparation: Mixer | 1 | pcs
7.3.22.41 | 7.3.22.41 | 7.3.22.41 | Preparation: Whipper | 1 | pcs
7.3.22.42 | 7.3.22.42 | 7.3.22.42 | Preparation: Salad Swayer | 1 | pcs
7.3.22.43 | 7.3.22.43 | 7.3.22.43 | Preparation: Peeler | 1 | pcs
7.3.22.44 | 7.3.22.44 | 7.3.22.44 | Preparation: Cutting Machine | 1 | pcs
7.3.22.45 | 7.3.22.45 | 7.3.22.45 | Preparation: Scale | 1 | pcs
7.3.22.50 | 7.3.22.50 | 7.3.22.50 | Dishers: Kitchen Sorting unit | 1 | pcs
7.3.22.51 | 7.3.22.51 | 7.3.22.51 | Dishers: Kitchen turning bend unit | 1 | pcs
7.3.22.52 | 7.3.22.52 | 7.3.22.52 | Dishers: Kitchen Boiling kettle | 1 | pcs
7.3.22.53 | 7.3.22.53 | 7.3.22.53 | Dishers: Kitchen Drying tunnel | 1 | pcs
7.3.22.54 | 7.3.22.54 | 7.3.22.54 | Dishers: Kitchen Basket stacker | 1 | pcs
7.3.22.55 | 7.3.22.55 | 7.3.22.55 | Dishers: Kitchen Dish stacker | 1 | pcs
7.3.22.56 | 7.3.22.56 | 7.3.22.56 | Dishers: Kitchen Pan washer | 1 | pcs
7.3.22.57 | 7.3.22.57 | 7.3.22.57 | Dishers: Kitchen Cup warmer | 1 | pcs
7.3.22.58 | 7.3.22.58 | 7.3.22.58 | Dishers: Kitchen Hot display | 1 | pcs
7.3.22.59 | 7.3.22.59 | 7.3.22.59 | Dishers: Kitchen Refrigerated workbench | 1 | pcs
7.3.32.01 | 7.3.32.01 | 7.3.32.01 | Dishes: Trays dishWasher | 1 | pcs
7.4.11.10 | 7.4.11.10 | 7.4.11.10 | Wash Basin, manual taps | 1 | pcs
7.4.11.11 | 7.4.11.11 | 7.4.11.11 | Wash Basin, automatic taps | 1 | pcs
7.4.11.13 | 7.4.11.13 | 7.4.11.13 | Kitchenette | 1 | pcs
7.4.11.15 | 7.4.11.15 | 7.4.11.15 | Washing table (kitchen) | 1 | pcs
7.4.11.17 | 7.4.11.17 | 7.4.11.17 | Water Tap - frost free | 1 | pcs
7.4.11.18 | 7.4.11.18 | 7.4.11.18 | Syphon | 1 | pcs
7.4.11.22 | 7.4.11.22 | 7.4.11.22 | Fonteintje /wasbakje Toilet (WC) | 1 | pcs
7.4.11.30 | 7.4.11.30 | 7.4.11.30 | Hair Dryer | 1 | pcs
7.4.11.31 | 7.4.11.31 | 7.4.11.31 | Hand Dryer | 1 | pcs
7.4.12.00 | 7.4.12.00 | 7.4.12.00 | Disabled WC / Toilet (MIVA) | 1 | pcs
7.4.12.16 | 7.4.12.16 | 7.4.12.16 | Water Tap (without seal) | 1 | pcs
7.4.12.21 | 7.4.12.21 | 7.4.12.21 | High / Low Bath | 1 | pcs
7.4.13.00 | 7.4.13.00 | 7.4.13.00 | Bathroom furniture (Domestic) | 1 | pcs
7.5.13.10 | 7.5.13.10 | 7.5.13.10 | Lifeline | 10 | m1
7.5.13.11 | 7.5.13.11 | 7.5.13.11 | Set of Lifeline Anchor Points | 1 | # of Anchor points
7.5.13.15 | 7.5.13.15 | 7.5.13.15 | Anchor Point | 1 | pcs
7.5.23.00 | 7.5.23.00 | 7.5.23.00 | Cleaning Cradle | 800 | kg
7.5.23.01 | 7.5.23.01 | 7.5.23.01 | Roof Rails | 5 | m1
7.5.23.02 | 7.5.23.02 | 7.5.23.02 | Roof Wagon | 1 | pcs
7.5.23.05 | 7.5.23.05 | 7.5.23.05 | facade maintenance facilities | 1 | pcs
7.6.21.01 | 7.6.21.01 | 7.6.21.01 | Gas Station | 1 | pcs
7.6.21.02 | 7.6.21.02 | 7.6.21.02 | Fuel Tank (vehicle) | 250 | L
7.6.21.05 | 7.6.21.05 | 7.6.21.05 | Tank | 250 | L
8.5.22.00 | 8.5.22.00 | 8.5.22.00 | Waste Press | 1 | pcs
9.0.21.00 | 9.0.21.00 | 9.0.21.00 | Bicycle Shelter | 1 | pcs
9.0.21.10 | 9.0.21.10 | 9.0.21.10 | Mast (pyramid) | 5 | m1
9.0.21.11 | 9.0.21.11 | 9.0.21.11 | Mast (rigged) | 5 | m1
9.0.34.20 | 9.0.34.20 | 9.0.34.20 | Manual rotary drum | 1 | pcs
9.0.34.21 | 9.0.34.21 | 9.0.34.21 | Automatic rotary drum | 1 | pcs
9.0.34.30 | 9.0.34.30 | 9.0.34.30 | Manual Revolving Gate | 1 | pcs
9.0.34.31 | 9.0.34.31 | 9.0.34.31 | Automatic Revolving Gate | 1 | pcs
9.0.41.00 | 9.0.41.00 | 9.0.41.00 | Roads | 10 | m1
9.0.41.01 | 9.0.41.01 | 9.0.41.01 | Bicycle Roads | 10 | m1
9.0.41.02 | 9.0.41.02 | 9.0.41.02 | Pavements | 20 | m2
9.0.41.05 | 9.0.41.05 | 9.0.41.05 | Road lighting | 1 | pcs
9.0.41.10 | 9.0.41.10 | 9.0.41.10 | Terrain lighting | 1 | pcs
9.0.41.15 | 9.0.41.15 | 9.0.41.15 | Parking Spaces - External | 500 | m2
9.0.41.20 | 9.0.41.20 | 9.0.41.20 | Outdoors | 100 | m2
9.0.42.00 | 9.0.42.00 | 9.0.42.00 | Lawn | 100 | m2
9.0.42.01 | 9.0.42.01 | 9.0.42.01 | Flower Bed | 50 | m2
9.0.42.02 | 9.0.42.02 | 9.0.42.02 | Shrubs | 1 | m2
9.0.42.03 | 9.0.42.03 | 9.0.42.03 | Trees | 1 | pcs
9.0.52.00 | 9.0.52.00 | 9.0.52.00 | Sewer Pipe | 1 | m1
9.0.52.01 | 9.0.52.01 | 9.0.52.01 | Sewerage Pit | 1 | pcs
9.0.52.02 | 9.0.52.02 | 9.0.52.02 | Gutter | 1 | m1
9.0.53.00 | 9.0.53.00 | 9.0.53.00 | Pond | 100 | m2
9.0.53.01 | 9.0.53.01 | 9.0.53.01 | Storm Basin | 1 | pcs
9.0.53.05 | 9.0.53.05 | 9.0.53.05 | Water Lot | 1 | pcs
9.0.65.00 | 9.0.65.00 | 9.0.65.00 | External Hydrant (site) | 1 | # of Hydrants
9.0.65.10 | 9.0.65.10 | 9.0.65.10 | Manual Barrier | 1 | pcs
9.0.65.12 | 9.0.65.12 | 9.0.65.12 | Road Blocker | 1 | pcs
9.0.65.13 | 9.0.65.13 | 9.0.65.13 | Retractable Bollard | 1 | pcs
9.0.71.00 | 9.0.71.00 | 9.0.71.00 | Outdoor bench | 1 | pcs
9.0.71.01 | 9.0.71.01 | 9.0.71.01 | Letter box | 1 | pcs
9.0.71.02 | 9.0.71.02 | 9.0.71.02 | Key safe | 1 | pcs
9.0.74.00 | 9.0.74.00 | 9.0.74.00 | Flag Pole | 2 | m1
9.0.82.00 | 9.0.82.00 | 9.0.82.00 | Football Field | 7500 | m2
9.0.82.01 | 9.0.82.01 | 9.0.82.01 | Tennis Court | 600 | m2
9.0.82.02 | 9.0.82.02 | 9.0.82.02 | Athletics Path | 400 | m1
9.0.82.03 | 9.0.82.03 | 9.0.82.03 | Basketball Court | 650 | m2
9.0.82.04 | 9.0.82.04 | 9.0.82.04 | Sport Court | 100 | m2
9.0.82.10 | 9.0.82.10 | 9.0.82.10 | Salt Silo | 5 | m3